## Introduction
AGRICULTURE, CONSERVATION, ENVIRONMENT AND LAND AFFAIRS
SUSTAINABLE HEALTH CARE WASTE MANAGEMENT IN GAUTENG
APRIL 2002
With support from
Implemented in partnership with
www.ramboll.com
Chief Technical Advisor: Torben Kristiansen M.Sc.
tok@ramboll.dk
Scenario Cost Model
|  | Model developed by John Clements Pr.Eng. MBA |  |  | johnc@ibex.co.za
|  | Treatment cost sheets developed by Dr Dave Baldwin |  |  | daveb@mweb.co.za
NOTES:
1 | This Model forms part of the "Feasibility Study into Sustainable Health Care Waste Management in Gauteng"
undertaken for DACEL by RAMBOLL, with support from DANCED, during 2001-2002.
2 | The Methodology used in the Model, and the assumptions upon which it based, are described in an Annexure
to the Feasibility Study Report entitled: "COST MODEL METHODOLOGY & ASSUMPTIONS". Users are advised
to study this document before using the Model.
3 | While every effort has been made to ensure the accuracy and representativeness of the Model, neither the
developers, DACEL, DANCED or RAMBOLL make any warranty as to its fitness or accuracy, either for the
purpose for which it has been developed or for any other purpose.
4 | In general within the Model, the following colour-coding has been used in respect of user-input:
Cells where values may be entered manually :
Cells where values may be changed (within fixed ranges) by means of an associated 'spinner' button:
Cells where text may be entered manually :
Variables carried across to cell from another sheet or cell:
5 | Sheets are protected, viz. other than the data which may be entered in terms of note 4 above, changes
may only be made by ''unprotecting' the sheet(s). The password required to effect such unprotection is
"dacel" (lower-case, without inverted commas). This sheet ("Introduction") cannot be changed.

## Cost Summary
COST-COMPARISON OF ALTERNATIVE HCRW CONTAINERISATION AND DISPOSAL SCENARIOS
ESTIMATED MONTHLY COSTS (INCLUDING INTEREST & DEPRECIATION)
[7 empty] | Monthly HCRW amounts adjusted by | -30% | in relation to 2000 estimates |  |  | (see sheet: Scenario Costs All Facilities)
|  | Annual finance cost assumed : | [5 empty] | 12%
|  |  |  | Scenario 1 |  |  |  | Scenario 2 |  |  | Scenario 3 |  |  | Scenario 3a |  |  | Scenario 4 |  |  | Scenario 4a |  |  | "Status-quo"
| CONTAINERISATION |  |  | "Disposable Containers + cage-trolleys" |  |  |  | "Re-usable Containers (240 L)" |  |  | "Re-usable Containers (770 L)" |  |  | "Re-usable Containers (660 L)" |  |  | "Re-usable Containers (plastic boxes) + cage-trolleys" |  |  | "Re-usable Containers (plastic boxes)"
[8 empty] | No. of 'sets' of wheelie bins provided : |  | 10 | No. of 'sets' of wheelie bins provided : |  | 8 | No. of 'sets' of wheelie bins provided : |  | 8 | No. of 'sets' of plastic boxes provided : |  | 8 | No. of 'sets' of plastic boxes provided : |  | 8
|  |  |  | No. of 'sets' of cage trolleys provided : |  | 5 | [10 empty] | No. of 'sets' of cage trolleys provided : |  | 5 | (Cage-trolleys WITHIN hospitals ONLY)
[8 empty] | Wheelie bin price (incl. VAT): |  | 300 | Wheelie bin price (incl. VAT): |  | 1825 | Wheelie bin price (incl. VAT): |  | 2450 | 100 L plastic box price (incl. VAT): |  | 100 | 100 L plastic box price (incl. VAT): |  | 100
[8 empty] | Equipment (other than re-usable containers) depreciated over (years) : |  | 10 | Equipment (other than re-usable containers) depreciated over (years) : |  | 10 | Equipment (other than re-usable containers) depreciated over (years) : |  | 10 | Equipment (other than re-usable containers) depreciated over (years) : |  | 10 | Equipment (other than re-usable containers) depreciated over (years) : |  | 10
[8 empty] | Re-usable containers depreciated over (usage cycles) : |  | 150 | Re-usable containers depreciated over (usage cycles) : |  | 150 | Re-usable containers depreciated over (usage cycles) : |  | 150 | Re-usable containers depreciated over (usage cycles) : |  | 150 | Re-usable containers depreciated over (usage cycles) : |  | 150
|  |  |  | Maintenance cost of cage-trolleys, as % of capital cost p.a. |  | 5% |  | Maintenance cost of trolleys, bag-holders p.a. |  | 5% | Maintenance cost of trolleys, bag-holders p.a. |  | 5% | Maintenance cost of trolleys, bag-holders p.a. |  | 5% | Maintenance cost of trolleys, bag-holders p.a. |  | 5% | Maintenance cost of trolleys, bag-holders p.a. |  | 5%
[8 empty] | Time-penalty per bin on loading/unloading bins from multiple floors in truck (if appl.): |  | 25% | Time-penalty per bin on loading/unloading bins from multiple floors in truck (if appl.): |  | 25% | Time-penalty per bin on loading/unloading bins from multiple floors in truck (if appl.): |  | 25%
| TRANSPORTATION |  |  | Number of shifts/day = |  | 1 |  | Number of shifts/day = |  | 1 | Number of shifts/day = |  | 1 | Number of shifts/day = |  | 1 | Number of shifts/day = |  | 1 | Number of shifts/day = |  | 1
[8 empty] | No. of levels in truck = |  | 1 | No. of levels in truck = |  | 1 | No. of levels in truck = |  | 1
|  |  |  | Truck depreciation period (yrs.) |  | 5 |  | Truck depreciation period (yrs.) |  | 5 | Truck depreciation period (yrs.) |  | 5 | Truck depreciation period (yrs.) |  | 5 | Truck depreciation period (yrs.) |  | 5 | Truck depreciation period (yrs.) |  | 5
|  |  |  | Profit mark-up on cost: |  | 25% |  | Profit mark-up on cost: |  | 25% | Profit mark-up on cost: |  | 25% | Profit mark-up on cost: |  | 25% | Profit mark-up on cost: |  | 25% | Profit mark-up on cost: |  | 25%
|  |  |  | Diesel price per litre: |  | 4.3 |  | Diesel price per litre: |  | 4.3 | Diesel price per litre: |  | 4.3 | Diesel price per litre: |  | 4.3 | Diesel price per litre: |  | 4.3 | Diesel price per litre: |  | 4.3
| TREATMENT |  |  | Plant depreciation period (yrs.) |  | 12 |  | Plant depreciation period (yrs.) |  | 12 | Plant depreciation period (yrs.) |  | 12 | Plant depreciation period (yrs.) |  | 12 | Plant depreciation period (yrs.) |  | 12 | Plant depreciation period (yrs.) |  | 12
|  |  |  | Profit mark-up on cost: |  | 25% |  | Profit mark-up on cost: |  | 25% | Profit mark-up on cost: |  | 25% | Profit mark-up on cost: |  | 25% | Profit mark-up on cost: |  | 25% | Profit mark-up on cost: |  | 25%
ALL GAUTENG HEALTH CARE FACILITIES
| TOTAL MONTHLY SCENARIO COSTS (INCLUDING TREATMENT): R million |  |  | Autoclave | Incinerator | Microwave |  | Autoclave | Incinerator | Microwave | Autoclave | Incinerator | Microwave | Autoclave | Incinerator | Microwave | Autoclave | Incinerator | Microwave | Autoclave | Incinerator | Microwave |  | Estimated total monthly notional cost
|  | Number of treatment facilities | 1 | 3.257 | 3.318 | 3.961 |  | 3.439 | 3.496 | 4.097 | 2.848 | 2.905 | 3.506 | 3.09 | 3.147 | 3.748 | 3.495 | 3.552 | 4.153 | 3.19 | 3.247 | 3.848 |  | 3.695
|  |  | 3 | 3.561 | 3.622 | 3.842 |  | 3.664 | 3.721 | 3.927 | 3.135 | 3.192 | 3.398 | 3.357 | 3.414 | 3.62 | 3.677 | 3.734 | 3.94 | 3.502 | 3.559 | 3.765
|  |  | 10 | 4.653 | 4.793 | 4.723 |  | 4.606 | 4.737 | 4.671 | 4.157 | 4.288 | 4.222 | 4.353 | 4.484 | 4.418 | 4.565 | 4.696 | 4.63 | 4.556 | 4.687 | 4.621
|  |  | 20 | 6.191 | 6.561 | 6.253 |  | 6.011 | 6.356 | 6.068 | 5.596 | 5.941 | 5.653 | 5.781 | 6.126 | 5.838 | 5.945 | 6.29 | 6.002 | 6.01 | 6.355 | 6.067
( Minimum values in each row are highlighted in green )
PROVINCIAL FACILITIES ONLY
| TOTAL MONTHLY SCENARIO COSTS (INCLUDING TREATMENT): R million |  |  | Autoclave | Incinerator | Microwave |  | Autoclave | Incinerator | Microwave | Autoclave | Incinerator | Microwave | Autoclave | Incinerator | Microwave | Autoclave | Incinerator | Microwave | Autoclave | Incinerator | Microwave
|  | Number of treatment facilities | 1 | 1.741 | 1.754 | 2.025 |  | 1.81 | 1.822 | 2.075 | 1.526 | 1.538 | 1.791 | 1.662 | 1.674 | 1.927 | 1.86 | 1.872 | 2.125 | 1.68 | 1.692 | 1.945 |  | 1.809
|  |  | 3 | 2.05 | 2.093 | 2.127 |  | 2.069 | 2.109 | 2.141 | 1.815 | 1.855 | 1.887 | 1.941 | 1.981 | 2.013 | 2.098 | 2.138 | 2.17 | 1.981 | 2.021 | 2.053
|  |  | 10 | 3.103 | 3.288 | 3.137 |  | 3.015 | 3.188 | 3.048 | 2.798 | 2.971 | 2.831 | 2.912 | 3.085 | 2.945 | 3.016 | 3.189 | 3.049 | 2.981 | 3.154 | 3.014
|  |  | 20 | 4.465 | 4.895 | 4.701 |  | 4.272 | 4.674 | 4.493 | 4.072 | 4.474 | 4.293 | 4.18 | 4.582 | 4.401 | 4.26 | 4.662 | 4.481 | 4.262 | 4.664 | 4.483

## Scenario Costs All Facilities
COST-COMPARISON OF ALTERNATIVE HCRW CONTAINERISATION AND DISPOSAL SCENARIOS
ALL GAUTENG HEALTH CARE FACILITIES
ASSUMPTIONS
Containers per:
| MASS OF HCRW GENERATED (kgs) |  |  |  | Type | Monthly mass |  |  |  | Container | Empty mass (kg) | Nominal HCRW mass per liner consumed | Actual HCRW capacity (kg) | 240 L wheelie bin | 770 L wheelie bin | Cost (incl.VAT)
| (from sheet: "HCRW generation data") |  |  |  | Dry waste | 723730 |  |  |  | 142 L cardboard box | 0.7 |  | 9 | n/a | n/a | 11.5
[5 empty] | Wet Waste | 29120 |  |  |  | 50 L cardboard box | 0.35 |  | 8 | n/a | n/a | 6.2
|  | As adjusted by: | -30% | 20 | Sharps | 69650 |  |  |  | 50 L bag |  |  | 2.4 | 8.3333 | 33.3333 | 0.82
[5 empty] | Total | 822500 |  |  |  | 85 L bag |  |  | 4.1 | 4.878 | 19.5122 | 1.15
[10 empty] | 20 L bucket |  |  | 10.4 | 1.9231 | 7.6923 | 26.22
[10 empty] | 8 L sharps |  |  | 2.5 | 8 | 32 | 12
[10 empty] | 10 L sharps |  |  | 2.6 |  |  | 14.7
[10 empty] | 240 L w/b | 15 |  | 20 |  |  | 300
[10 empty] | 770 L w/b | 44 |  | 80 |  |  | 1825
[10 empty] | 660 L w/b | 45 |  | 68 |  |  | 2450
[10 empty] | 100 L plastic box | 6.5 |  | 6.75 | n/a | n/a | 100
[10 empty] | 50 L plastic box | 3.5 |  | 5 | n/a | n/a | 70
[10 empty] | 32L plastic box |  |  | 3.5 | n/a | n/a | 30
[8 empty] | Bag Type: | A | 46 x 54 x 50 mic. PE bag | (kickabout trolley) | 7 |  |  |  | 0.39
[9 empty] | B | 56 x 66 x 60 mic. PE bag | (32-L boxes & baskets) | 5 |  |  |  | 0.7
[9 empty] | C | 75 x 95 x 50 mic. PE bag | (50 L box) | 14 | < not used in calcs.: consumption derived from no. of boxes used |  |  | 1.12
[9 empty] | D | 75 x 95 x 80 mic. PE bag | (stands) | 5 |  |  |  | 1.8
[9 empty] | E | 100 x 95 x 50 mic. PE bag | (100 L box) | 10 | < not used in calcs.: consumption derived from no. of boxes used |  |  | 1.5
[9 empty] | F | 240 L liner 40 mic. for w/b |  | 20 | < not used in calcs.: consumption derived from no. of w-bins used |  |  | 1.8
[10 empty] | Diesel cost per litre | [5 empty] | 4.3
[10 empty] | Scenarios 2-4: Basket/Bracket + bin on nursing trolleys: one per |  |  |  | 1 | Bags type "B"/day | 120
[10 empty] | Scenarios 2-4: Wall-mounted Basket/Bracket + bin: one per |  |  |  | 1 | Bags type "B"/day | 120
[10 empty] | Scenarios 2 & 3: Free-standing bag-holder: one per |  |  |  | 0.5 | Bags type "D"/day | 400
[10 empty] | All Scenarios: Sharps bracket for Nursing Trolleys: one per |  |  |  | 0.12 | sh. container/day | 30
[10 empty] | All Scenarios: Wall-Mounted Sharps Bracket: one per |  |  |  | 0.12 | sh. container/day | 30
[10 empty] | Cage-trolley (scenario 1): one per |  |  |  | 12 | 142 L boxes/day | 2000
[10 empty] | Cage-trolley (scenario 4): one per |  |  |  | 8 | 100 L boxes/day | 2000
[10 empty] | Cage-trolley (scenario 4a): one per |  |  |  | 16 | 100 L boxes/day | 2000
[10 empty] | Pallets for cardboard/plastic boxes: TWO per |  |  |  | 18 | boxes/day | 250
[10 empty] | Pallet-trucks for above:one per |  |  |  | 100 | boxes/day | 3500
[10 empty] | Trolleys for 4x 240L w/bins: one per |  |  |  | 20 | 240 L bins/day | 2500
[10 empty] | Waste workers (hospitals only): Cardboard Box System: one per |  |  |  | 150 | kgs HCRW/day | 3000
[10 empty] | Waste workers (hospitals only): Re-usable Boxes + cage-trolleys: one per |  |  |  | 85 | kgs HCRW/day | 3000
[10 empty] | Waste workers (hospitals only): Re-usable Boxes only: one per |  |  |  | 75 | kgs HCRW/day | 3000
[10 empty] | Waste workers (hospitals only): 240-L W-BIN SYSTEM: one per |  |  |  | 100 | kgs HCRW/day | 3000
[10 empty] | Waste workers (hospitals only): 660-L W-BIN SYSTEM: one per |  |  |  | 150 | kgs HCRW/day | 3000
[10 empty] | Waste workers (hospitals only): 770-L W-BIN SYSTEM: one per |  |  |  | 165 | kgs HCRW/day | 3000
[10 empty] | Annual finance cost: percent per annum |  |  |  |  | 12 | 12%
|  |  |  | Scenario 1 |  |  |  | Scenario 2 |  |  |  |  | Scenario 3 |  |  |  | Scenario 3 a |  |  |  | Scenario 4 |  |  |  | Scenario 4a
|  |  |  | "Disposable Containers + cage-trolleys" |  |  |  | "Re-usable Containers (240 L w/bins)" |  |  |  |  | "Re-usable Containers (770 L w/bins)" |  |  |  | "Re-usable Containers (660 L w/bins)" |  |  |  | "Re-usable Containers (plastic boxes) + cage-trolleys" |  |  |  | "Re-usable Containers (plastic boxes)"
CONTAINERS OF HCRW GENERATED |  |  |  | Type | Daily quantity | Monthly quantity |  | Type | % | Daily quantity | Monthly quantity |  | Type | Daily quantity | Monthly quantity |  | Type | Daily quantity | Monthly quantity |  | Type | Daily quantity | Monthly quantity |  | Type | Daily quantity | Monthly quantity
|  | Dry waste |  | 142 L box | 2680 | 80400 |  | Bags type "A" |  | 3433.3333 | 103000 |  | Bags type "A" | 3433.3333 | 103000 |  | Bags type "A" | 3433.3333 | 103000 |  | Bags type "A" | 3433.3333 | 103000 |  | Bags type "A" | 3433.3333 | 103000
|  |  |  | Bags type "B" | 4833.3333 | 145000 |  | Bags type "B" |  | 4833.3333 | 145000 |  | Bags type "B" | 4833.3333 | 145000 |  | Bags type "B" | 4833.3333 | 145000 |  | Bags type "B" | 4833.3333 | 145000 |  | Bags type "B" | 4833.3333 | 145000
[8 empty] | Bags type "D" |  | 4833.3333 | 145000 |  | Bags type "D" | 4833.3333 | 145000 |  | Bags type "D" | 4833.3333 | 145000 |  | Bags type "C" | 1500 | 45000 |  | Bags type "C" | 1500 | 45000
[8 empty] | Bags type "F" |  | 1373.3333 | 41200 | [9 empty] | Bags type "E" | 2633.3333 | 79000 |  | Bags type "E" | 2633.3333 | 79000
[21 empty] | 100 L box | 2500 | 75000 |  | 100 L box | 2500 | 75000
[21 empty] | 50 L box | 1433.3333 | 43000 |  | 50 L box | 1433.3333 | 43000
|  | Wet waste |  | 50 L box | 120 | 3600 |  | 20 L buckets |  | 93.3333 | 2800 |  | 20 L buckets | 93.3333 | 2800 |  | 20 L buckets | 93.3333 | 2800 |  | 20 L buckets | 93.3333 | 2800 |  | 20 L buckets | 93.3333 | 2800
|  | Sharps |  | 8 L sharps | 930 | 27900 |  | 8 L sharps |  | 930 | 27900 |  | 8 L sharps | 930 | 27900 |  | 8 L sharps | 930 | 27900 |  | 8 L sharps | 930 | 27900 |  | 8 L sharps | 930 | 27900
[8 empty] | 240 L bins |  | 1373.3333 | 41200 |  | 770 L bins | 343.3333 | 10300 |  | 660 L bins | 403.3333 | 12100
[10 empty] | average gross bin mass = | 34.9636 | kg |  | average gross bin mass = | 123.8544 | kg |  | average gross bin mass = | 112.9752 | kg
[10 empty] | waste density in w/bins = | 0.083182 | kg/litre |  | waste density in w/bins = | 0.10371 | kg/litre |  | waste density in w/bins = | 0.10299 | kg/litre
CONTAINERISATION
|  |  |  | Quantity | Unit cost | Total cost |  | Quantity |  | Unit cost | Total cost |  | Quantity | Unit cost | Total cost |  | Quantity | Unit cost | Total cost |  | Quantity | Unit cost | Total cost |  | Quantity | Unit cost | Total cost
Capital cost
|  | Baskets/Brackets to nursing trolleys |  | 4900 | 120 | 588000 |  | 4900 |  | 120 | 588000 |  | 4900 | 120 | 588000 |  | 4900 | 120 | 588000 |  | 4900 | 120 | 588000 |  | 4900 | 120 | 588000
|  | Sharps brackets to nursing trolleys |  | 7800 | 30 | 234000 |  | 7800 |  | 30 | 234000 |  | 7800 | 30 | 234000 |  | 7800 | 30 | 234000 |  | 7800 | 30 | 234000 |  | 7800 | 30 | 234000
|  | Wall-mounted Baskets/Brackets |  | 4900 | 120 | 588000 |  | 4900 |  | 120 | 588000 |  | 4900 | 120 | 588000 |  | 4900 | 120 | 588000 |  | 4900 | 120 | 588000 |  | 4900 | 120 | 588000
|  | Wall-mounted Sharps Brackets |  | 7800 | 30 | 234000 |  | 7800 |  | 30 | 234000 |  | 7800 | 30 | 234000 |  | 7800 | 30 | 234000 |  | 7800 | 30 | 234000 |  | 7800 | 30 | 234000
|  | Free-Standing Bag holders |  | n/a |  | n/a |  | 9700 |  | 400 | 3880000 |  | 9700 | 400 | 3880000 |  | 9700 | 400 | 3880000 |  | n/a |  | n/a |  | n/a |  | n/a
|  | Cage trolleys |  | see below | 2000 | see below |  | n/a |  |  | n/a |  | n/a |  | n/a |  | n/a |  | n/a |  | see below | 2000 | see below |  | 210 | 2000 | 420000
|  | Trolley for 4 x 240 L w/bins |  | n/a |  | n/a |  | 68.6667 |  | 2500 | 171666.6667 |  | n/a |  | n/a |  | n/a |  | n/a |  | n/a |  | n/a |  | n/a |  | n/a
'Sets' provided:
|  | 240 L wheelie bins | 10 | n/a |  | n/a |  | 13733.3333 |  | 300 | 4120000 |  | n/a |  | n/a |  | n/a |  | n/a |  | n/a |  | n/a |  | n/a |  | n/a
|  | 660 or 770 L wheelie bins | 8 | n/a |  | n/a |  | n/a |  |  | n/a |  | 2746.6667 | 1825 | 5013000 |  | 3226.6667 | 2450 | 7905000 |  | n/a |  | n/a |  | n/a |  | n/a
|  | 100 L plastic boxes | 8 | n/a |  | n/a |  | n/a |  |  | n/a |  | n/a |  | n/a |  | n/a |  | n/a |  | 20000 | 100 | 2000000 |  | 20000 | 100 | 2000000
|  | 50 L plastic boxes |  | n/a |  | n/a |  | n/a |  |  | n/a |  | n/a |  | n/a |  | n/a |  | n/a |  | 11470 | 70 | 802900 |  | 11470 | 70 | 802900
|  | Cage trolleys | 5 | 2100 | 2000 | 4200000 |  | n/a |  |  | n/a |  | n/a |  | n/a |  | n/a |  | n/a |  | 2000 | 2000 | 4000000 |  | see above | 2000 | see above
| TOTAL |  |  |  |  | 5844000 |  |  |  |  | 9815666.6667 |  |  |  | 10537000 |  |  |  | 13429000 |  |  |  | 8446900 |  |  |  | 4866900
Monthly costs
| Finance cost |  | (Rate as set above) | Rate = | 12% | 58400 |  |  |  | 12% | 98000 |  |  | 12% | 105000 |  |  | 12% | 134000 |  |  | 12% | 84000 |  |  | 12% | 49000
| Depreciation of equipment (other than re-usable containers): straight line over (number of years) : |  | 10 | Factor = | 0.1 | 48700 |  |  |  |  | 47500 |  |  |  | 46000 |  |  |  | 46000 |  |  |  | 47000 |  |  |  | 17200
| Depreciation of re-usable containers based on estimated life (usage cycles) : |  | 150 | Factor = | [5 empty] | 0.24 | 82400 |  |  | 0.3 | 125300 |  |  | 0.3 | 197600 |  |  | 0.3 | 70100 |  |  | 0.3 | 70100
| Labour cost (at HCRW source) |  |  | 140 | 3000 | 420000 |  | 210 |  | 3000 | 630000 |  | 130 | 3000 | 390000 |  | 140 | 3000 | 420000 |  | 240 | 3000 | 720000 |  | 280 | 3000 | 840000
Consumable costs
|  | Disposable boxes 142 L |  | 80400 | 11.5 | 925000 | [14 empty] | n/a |  | n/a |  | n/a |  | n/a
|  | Disposable boxes 50 L |  | 3600 | 6.2 | 22000 | [14 empty] | n/a |  | n/a |  | n/a |  | n/a
|  | 20 L plastic buckets |  | n/a |  | n/a |  | 2800 |  | 26.22 | 73000 |  | 2800 | 26.22 | 73000 |  | 2800 | 26.22 | 73000 |  | n/a | 26.22 | n/a |  | n/a | 26.22 | n/a
|  | 10 L Sharps containers |  | 27900 | 12 | 335000 |  | 27900 |  | 12 | 335000 |  | 27900 | 12 | 335000 |  | 27900 | 12 | 335000 |  | 27900 | 12 | 335000 |  | 27900 | 12 | 335000
|  | Bags type "A" |  | n/a |  | n/a |  | 103000 |  | 0.39 | 40000 |  | 103000 | 0.39 | 40000 |  | 103000 | 0.39 | 40000 |  | 103000 | 0.39 | 40000 |  | 103000 | 0.39 | 40000
|  | Bags type "B" |  | 145000 | 0.7 | 102000 |  | 145000 |  | 0.7 | 102000 |  | 145000 | 0.7 | 102000 |  | 145000 | 0.7 | 102000 |  | 145000 | 0.7 | 102000 |  | 145000 | 0.7 | 102000
|  | Bags type "C" |  | n/a |  | n/a |  | n/a |  |  | n/a |  | n/a |  | n/a |  | n/a |  | n/a |  | 45000 | 1.12 | 50000 |  | 45000 | 1.12 | 50000
|  | Bags type "D" |  | n/a |  | n/a |  | 145000 |  | 1.8 | 261000 |  | 145000 | 1.8 | 261000 |  | 145000 | 1.8 | 261000 |  | n/a | 1.8 | n/a |  | n/a | 1.8 | n/a
|  | Bags type "E" |  | n/a |  | n/a |  | n/a |  |  | n/a |  | n/a |  | n/a |  | n/a |  | n/a |  | 79000 | 1.5 | 119000 |  | 79000 | 1.5 | 119000
|  | Bags type "F" |  | n/a |  | n/a |  | 41200 |  | 1.8 | 74000 |  | n/a |  | n/a |  | n/a |  | n/a |  | n/a | 1.8 | n/a |  | n/a | 1.8 | n/a
| Maintenance of equipment (other than re-usable containers) @ % p.a.: |  | 5 | 5% |  | 24400 |  |  |  |  | 23700 |  |  |  | 23000 |  |  |  | 23000 |  |  |  | 23500 |  |  |  | 8600
| Total monthly containerisation cost |  |  |  |  | 1935500 |  |  |  |  | 1766600 |  |  |  | 1500300 |  |  |  | 1631600 |  |  |  | 1590600 |  |  |  | 1630900
TRANSPORTATION (including return of wheelie bins + plastic boxes) | [6 empty] | No. of trucks |  |  |  |  | No. of trucks |  |  |  | No. of trucks |  |  |  | No. of trucks |  |  |  | No. of trucks |  |  |  | No. of trucks
|  | Number of treatment facilities | Average round-trip distance |  | Price per container | Total transportation cost |  |  |  | Price per container | Total transportation cost |  |  | Price per container | Total transportation cost |  |  | Price per container | Total transportation cost |  |  | Price per container | Total transportation cost |  |  | Price per container | Total transportation cost
|  | 1 | 80 |  | 6.75 | 555000 | 16.3824 |  |  | 20.6 | 849000 | 29.481 |  | 53.5625 | 552000 | 19.1678 |  | 53.5625 | 648000 | 22.5014 |  | 10.1125 | 976000 | 28.8093 |  | 6.5375 | 631000 | 24.1258
|  | 3 | 57 |  | 5.2125 | 428000 | 12.9735 |  |  | 16.275 | 671000 | 24.027 |  | 42.3125 | 436000 | 15.6122 |  | 42.3125 | 512000 | 18.3336 |  | 7.825 | 755000 | 22.8855 |  | 5.6 | 540000 | 21.3322
|  | 10 | 28 |  | 3.2875 | 270000 | 8.7399 |  |  | 10.8125 | 445000 | 17.0925 |  | 28.1125 | 290000 | 11.139 |  | 28.1125 | 340000 | 13.0595 |  | 4.925 | 475000 | 15.3757 |  | 4.4125 | 426000 | 17.8382
|  | 20 | 15 |  | 2.4125 | 198000 | 6.8033 |  |  | 8.3625 | 345000 | 14.0342 |  | 21.75 | 224000 | 9.1121 |  | 21.75 | 263000 | 10.6985 |  | 3.625 | 350000 | 12.026 |  | 3.8875 | 375000 | 16.2765
CLEANING AND DISINFECTION OF WHEELIE BINS/PLASTIC BOXES
| Total monthly cleaning and disinfection cost |  |  |  |  | 0 |  |  |  |  | 107000 |  |  |  | 80000 |  |  |  | 94000 |  |  |  | 212000 |  |  |  | 212000
TREATMENT
Treatment scenario: |  |  |  | Autoclave | Incinerator | Microwave |  | Autoclave |  | Incinerator | Microwave |  | Autoclave | Incinerator | Microwave |  | Autoclave | Incinerator | Microwave |  | Autoclave | Incinerator | Microwave |  | Autoclave | Incinerator | Microwave
Number of treatment facilities |  | Average capacity of treatment facility/facilities facility (tons HCRW /year) | Design capacity of treatment facility/facilities (tons /year) | Treatment cost per kg |  |  |  | Treatment cost per kg |  |  |  |  | Treatment cost per kg |  |  |  | Treatment cost per kg |  |  |  | Treatment cost per kg |  |  |  | Treatment cost per kg
1 |  | 9900 | 19700 | 0.87 | 0.94 | 1.67 |  | 0.87 |  | 0.94 | 1.67 |  | 0.87 | 0.94 | 1.67 |  | 0.87 | 0.94 | 1.67 |  | 0.87 | 0.94 | 1.67 |  | 0.87 | 0.94 | 1.67
3 |  | 3300 | 4400 | 1.36 | 1.43 | 1.68 |  | 1.36 |  | 1.43 | 1.68 |  | 1.36 | 1.43 | 1.68 |  | 1.36 | 1.43 | 1.68 |  | 1.36 | 1.43 | 1.68 |  | 1.36 | 1.43 | 1.68
10 |  | 1000 | 1200 | 2.78 | 2.94 | 2.86 |  | 2.78 |  | 2.94 | 2.86 |  | 2.78 | 2.94 | 2.86 |  | 2.78 | 2.94 | 2.86 |  | 2.78 | 2.94 | 2.86 |  | 2.78 | 2.94 | 2.86
20 |  | 490 | 600 | 4.61 | 5.03 | 4.68 |  | 4.61 |  | 5.03 | 4.68 |  | 4.61 | 5.03 | 4.68 |  | 4.61 | 5.03 | 4.68 |  | 4.61 | 5.03 | 4.68 |  | 4.61 | 5.03 | 4.68
|  |  |  | Total monthly treatment cost |  |  |  | Total monthly treatment cost |  |  |  |  | Total monthly treatment cost |  |  |  | Total monthly treatment cost |  |  |  | Total monthly treatment cost |  |  |  | Total monthly treatment cost
1 |  |  |  | 766000 | 827000 | 1470000 |  | 716000 |  | 773000 | 1374000 |  | 716000 | 773000 | 1374000 |  | 716000 | 773000 | 1374000 |  | 716000 | 773000 | 1374000 |  | 716000 | 773000 | 1374000
3 |  |  |  | 1197000 | 1258000 | 1478000 |  | 1119000 |  | 1176000 | 1382000 |  | 1119000 | 1176000 | 1382000 |  | 1119000 | 1176000 | 1382000 |  | 1119000 | 1176000 | 1382000 |  | 1119000 | 1176000 | 1382000
10 |  |  |  | 2447000 | 2587000 | 2517000 |  | 2287000 |  | 2418000 | 2352000 |  | 2287000 | 2418000 | 2352000 |  | 2287000 | 2418000 | 2352000 |  | 2287000 | 2418000 | 2352000 |  | 2287000 | 2418000 | 2352000
20 |  |  |  | 4057000 | 4427000 | 4119000 |  | 3792000 |  | 4137000 | 3849000 |  | 3792000 | 4137000 | 3849000 |  | 3792000 | 4137000 | 3849000 |  | 3792000 | 4137000 | 3849000 |  | 3792000 | 4137000 | 3849000
TOTAL MONTHLY SCENARIO COSTS (INCLUDING TREATMENT) |  |  |  | Autoclave | Incinerator | Microwave |  | Autoclave |  | Incinerator | Microwave |  | Autoclave | Incinerator | Microwave |  | Autoclave | Incinerator | Microwave |  | Autoclave | Incinerator | Microwave |  | Autoclave | Incinerator | Microwave
Number of treatment facilities
1 |  |  |  | 3257000 | 3318000 | 3961000 |  | 3439000 |  | 3496000 | 4097000 |  | 2848000 | 2905000 | 3506000 | 3695000 | 3090000 | 3147000 | 3748000 |  | 3495000 | 3552000 | 4153000 |  | 3190000 | 3247000 | 3848000
3 |  |  |  | 3561000 | 3622000 | 3842000 |  | 3664000 |  | 3721000 | 3927000 |  | 3135000 | 3192000 | 3398000 | 3695000 | 3357000 | 3414000 | 3620000 |  | 3677000 | 3734000 | 3940000 |  | 3502000 | 3559000 | 3765000
10 |  |  |  | 4653000 | 4793000 | 4723000 |  | 4606000 |  | 4737000 | 4671000 |  | 4157000 | 4288000 | 4222000 | 3695000 | 4353000 | 4484000 | 4418000 |  | 4565000 | 4696000 | 4630000 |  | 4556000 | 4687000 | 4621000
20 |  |  |  | 6191000 | 6561000 | 6253000 |  | 6011000 |  | 6356000 | 6068000 |  | 5596000 | 5941000 | 5653000 | 3695000 | 5781000 | 6126000 | 5838000 |  | 5945000 | 6290000 | 6002000 |  | 6010000 | 6355000 | 6067000

## Scenario Costs Provincial
COST-COMPARISON OF ALTERNATIVE HCRW CONTAINERISATION AND DISPOSAL SCENARIOS
PROVINCIAL HEALTH CARE FACILITIES ONLY
ASSUMPTIONS
Containers per:
| MASS OF HCRW GENERATED (kgs) |  |  |  | Type | Monthly mass |  |  |  | Container | Empty mass (kg) | Nominal HCRW mass per liner consumed | Actual HCRW capacity (kg) | 240 L wheelie bin | 770 L wheelie bin | Cost (incl.VAT)
| (from sheet: "HCRW generation data") |  |  |  | Dry waste | 353591 |  |  |  | 142 L cardboard box | 0.7 |  | 9 | n/a | n/a | 11.5
[5 empty] | Wet Waste | 14049 |  |  |  | 50 L cardboard box | 0.35 |  | 8 | n/a | n/a | 6.2
|  | As adjusted by: | -30% | (See sheet "All Facilities") | Sharps | 34160 |  |  |  | 50 L bag |  |  | 2.4 | 8.3333 | 33.3333 | 0.82
[5 empty] | Total | 401800 |  |  |  | 85 L bag |  |  | 4.1 | 4.878 | 19.5122 | 1.15
[10 empty] | 20 L bucket |  |  | 10.4 | 1.9231 | 7.6923 | 26.22
[10 empty] | 8 L sharps |  |  | 2.5 | 8 | 32 | 12
[10 empty] | 10 L sharps |  |  | 2.6 |  |  | 14.7
[10 empty] | 240 L w/b | 15 |  | 20 |  |  | 300
[10 empty] | 770 L w/b | 44 |  | 80 |  |  | 1825
[10 empty] | 660 L w/b | 45 |  | 68 |  |  | 2450
[10 empty] | 100 L plastic box | 6.5 |  | 6.75 | n/a | n/a | 100
[10 empty] | 50 L plastic box | 3.5 |  | 5 | n/a | n/a | 70
[10 empty] | 32L plastic box |  |  | 3.5 | n/a | n/a | 30
[8 empty] | Bag Type: | A | 46 x 54 x 50 mic. PE bag | (kickabout trolley) | 7 |  |  |  | 0.39
[9 empty] | B | 56 x 66 x 60 mic. PE bag | (32-L boxes & baskets) | 5 |  |  |  | 0.7
[9 empty] | C | 75 x 95 x 50 mic. PE bag | (50 L box) | 14 | < not used in calcs.: consumption derived from no. of boxes used |  |  | 1.12
[9 empty] | D | 75 x 95 x 80 mic. PE bag | (stands) | 5 |  |  |  | 1.8
[9 empty] | E | 100 x 95 x 50 mic. PE bag | (100 L box) | 10 | < not used in calcs.: consumption derived from no. of boxes used |  |  | 1.5
[9 empty] | F | 240 L liner 40 mic. for w/b |  | 20 |  |  |  | 1.8
[10 empty] | Diesel cost per litre | [5 empty] | 4.3
[10 empty] | Scenarios 2-4: Basket/Bracket + bin on nursing trolleys: one per |  |  |  | 1 | Bags type "B"/day | 120
[10 empty] | Scenarios 2-4: Wall-mounted Basket/Bracket + bin: one per |  |  |  | 1 | Bags type "B"/day | 120
[10 empty] | Scenarios 2 & 3: Free-standing bag-holder: one per |  |  |  | 0.5 | Bags type "D"/day | 400
[10 empty] | All Scenarios: Sharps bracket for Nursing Trolleys: one per |  |  |  | 0.12 | sh. container/day | 30
[10 empty] | All Scenarios: Wall-Mounted Sharps Bracket: one per |  |  |  | 0.12 | sh. container/day | 30
[10 empty] | Cage-trolley (scenario 1): one per |  |  |  | 12 | 142 L boxes/day | 2000
[10 empty] | Cage-trolley (scenario 4): one per |  |  |  | 8 | 100 L boxes/day | 2000
[10 empty] | Cage-trolley (scenario 4a): one per |  |  |  | 16 | 100 L boxes/day | 2000
[10 empty] | Pallets for cardboard/plastic boxes: TWO per |  |  |  | 18 | boxes/day | 250
[10 empty] | Pallet-trucks for above:one per |  |  |  | 100 | boxes/day | 3500
[10 empty] | Trolleys for 4x 240L w/bins: one per |  |  |  | 20 | 240 L bins/day | 2500
[10 empty] | Waste workers (hospitals only): Cardboard Box System: one per |  |  |  | 150 | kgs HCRW/day | 3000
[10 empty] | Waste workers (hospitals only): Re-usable Boxes + cage-trolleys: one per |  |  |  | 85 | kgs HCRW/day | 3000
[10 empty] | Waste workers (hospitals only): Re-usable Boxes only: one per |  |  |  | 75 | kgs HCRW/day | 3000
[10 empty] | Waste workers (hospitals only): 240-L W-BIN SYSTEM: one per |  |  |  | 100 | kgs HCRW/day | 3000
[10 empty] | Waste workers (hospitals only): 660-L W-BIN SYSTEM: one per |  |  |  | 150 | kgs HCRW/day | 3000
[10 empty] | Waste workers (hospitals only): 770-L W-BIN SYSTEM: one per |  |  |  | 165 | kgs HCRW/day | 3000
[10 empty] | Annual finance cost: percent per annum | [5 empty] | 12%
|  |  |  | Scenario 1 |  |  |  | Scenario 2 |  |  |  |  | Scenario 3 |  |  |  | Scenario 3a |  |  |  | Scenario 4 |  |  |  | Scenario 4
|  |  |  | "Disposable Containers + cage-trolleys" |  |  |  | "Re-usable Containers (240 L w/bins)" |  |  |  |  | "Re-usable Containers (770 L w/bins)" |  |  |  | "Re-usable Containers (660 L w/bins)" |  |  |  | "Re-usable Containers (plastic boxes) + cage-trolleys" |  |  |  | "Re-usable Containers (plastic boxes)"
CONTAINERS OF HCRW GENERATED |  |  |  | Type | Daily quantity | Monthly quantity |  | Type | % | Daily quantity | Monthly quantity |  | Type | Daily quantity | Monthly quantity |  | Type | Daily quantity | Monthly quantity |  | Type | Daily quantity | Monthly quantity |  | Type | Daily quantity | Monthly quantity
|  | Dry waste |  | 142 L box | 1310 | 39300 |  | Bags type "A" |  | 1700 | 51000 |  | Bags type "A" | 1700 | 51000 |  | Bags type "A" | 1700 | 51000 |  | Bags type "A" | 1700 | 51000 |  | Bags type "A" | 1700 | 51000
|  |  |  | Bags type "B" | 2366.6667 | 71000 |  | Bags type "B" |  | 2366.6667 | 71000 |  | Bags type "B" | 2366.6667 | 71000 |  | Bags type "B" | 2366.6667 | 71000 |  | Bags type "B" | 2366.6667 | 71000 |  | Bags type "B" | 2366.6667 | 71000
[8 empty] | Bags type "D" |  | 2366.6667 | 71000 |  | Bags type "D" | 2366.6667 | 71000 |  | Bags type "D" | 2366.6667 | 71000 |  | Bags type "C" | 733.3333 | 22000 |  | Bags type "C" | 733.3333 | 22000
[8 empty] | Bags type "F" |  | 670 | 20100 | [9 empty] | Bags type "E" | 1300 | 39000 |  | Bags type "E" | 1300 | 39000
[21 empty] | 100 L box | 1233.3333 | 37000 |  | 100 L box | 1233.3333 | 37000
[21 empty] | 50 L box | 700 | 21000 |  | 50 L box | 700 | 21000
|  | Wet waste |  | 50 L box | 60 | 1800 |  | 20 L buckets |  | 46.6667 | 1400 |  | 20 L buckets | 46.6667 | 1400 |  | 20 L buckets | 46.6667 | 1400 |  | 20 L buckets | 46.6667 | 1400 |  | 20 L buckets | 46.6667 | 1400
|  | Sharps |  | 8 L sharps | 456.6667 | 13700 |  | 8 L sharps |  | 456.6667 | 13700 |  | 8 L sharps | 456.6667 | 13700 |  | 8 L sharps | 456.6667 | 13700 |  | 8 L sharps | 456.6667 | 13700 |  | 8 L sharps | 456.6667 | 13700
[8 empty] | 240 L bins |  | 670 | 20100 |  | 770 L bins | 170 | 5100 |  | 660 L bins | 200 | 6000
[10 empty] | average gross bin mass = | 34.99 | kg |  | average gross bin mass = | 122.7843 | kg |  | average gross bin mass = | 111.9667 | kg
[10 empty] | waste density in w/bins = | 0.083292 | kg/litre |  | waste density in w/bins = | 0.10232 | kg/litre |  | waste density in w/bins = | 0.10146 | kg/litre
CONTAINERISATION
|  |  |  | Quantity | Unit cost | Total cost |  | Quantity |  | Unit cost | Total cost |  | Quantity | Unit cost | Total cost |  | Quantity | Unit cost | Total cost |  | Quantity | Unit cost | Total cost |  | Quantity | Unit cost | Total cost
Capital cost
|  | Baskets/Brackets to nursing trolleys |  | 2400 | 120 | 288000 |  | 2400 |  | 120 | 288000 |  | 2400 | 120 | 288000 |  | 2400 | 120 | 288000 |  | 2400 | 120 | 288000 |  | 2400 | 120 | 288000
|  | Sharps brackets to nursing trolleys |  | 3900 | 30 | 117000 |  | 3900 |  | 30 | 117000 |  | 3900 | 30 | 117000 |  | 3900 | 30 | 117000 |  | 3900 | 30 | 117000 |  | 3900 | 30 | 117000
|  | Wall-mounted Baskets/Brackets |  | 2400 | 120 | 288000 |  | 2400 |  | 120 | 288000 |  | 2400 | 120 | 288000 |  | 2400 | 120 | 288000 |  | 2400 | 120 | 288000 |  | 2400 | 120 | 288000
|  | Wall-mounted Sharps Brackets |  | 3900 | 30 | 117000 |  | 3900 |  | 30 | 117000 |  | 3900 | 30 | 117000 |  | 3900 | 30 | 117000 |  | 3900 | 30 | 117000 |  | 3900 | 30 | 117000
|  | Free-Standing Bag holders |  | n/a |  | n/a |  | 4800 |  | 400 | 1920000 |  | 4800 | 400 | 1920000 |  | 4800 | 400 | 1920000 |  | n/a |  | n/a |  | n/a |  | n/a
|  | Cage trolleys |  | see below | 2000 | see below |  | n/a |  |  | n/a |  | n/a |  | n/a |  | n/a |  | n/a |  | see below | 2000 | n/a |  | 100 | 2000 | 200000
|  | Trolley for 4 x 240 L w/bins |  | n/a |  | n/a |  | 33.5 |  | 2500 | 83750 |  | n/a |  | n/a |  | n/a |  | n/a |  | n/a |  | n/a |  | n/a |  | n/a
'Sets' provided:
|  | 240 L wheelie bins | 10 | n/a |  | n/a |  | 6700 |  | 300 | 2010000 |  | n/a |  | n/a |  | n/a |  | n/a |  | n/a |  | n/a |  | n/a |  | n/a
|  | 660 or 770 L wheelie bins | 8 | n/a |  | n/a |  | n/a |  |  | n/a |  | 1360 | 1825 | 2482000 |  | 1600 | 2450 | 3920000 |  | n/a |  | n/a |  | n/a |  | n/a
|  | 100 L plastic boxes | 8 | n/a |  | n/a |  | n/a |  |  | n/a |  | n/a |  | n/a |  | n/a |  | n/a |  | 9900 | 100 | 990000 |  | 9900 | 100 | 990000
|  | 50 L plastic boxes |  | n/a |  | n/a |  | n/a |  |  | n/a |  | n/a |  | n/a |  | n/a |  | n/a |  | 5600 | 70 | 392000 |  | 5600 | 70 | 392000
|  | Cage trolleys | 5 | 1000 | 2000 | 2000000 |  | n/a |  |  | n/a |  | n/a |  | n/a |  | n/a |  | n/a |  | 1000 | 2000 | 2000000 |  | see above | 2000 | see above
| TOTAL |  |  |  |  | 2810000 |  |  |  |  | 4823750 |  |  |  | 5212000 |  |  |  | 6650000 |  |  |  | 4192000 |  |  |  | 2392000
Monthly costs
| Finance cost |  | (Set in "All Facilities" worksheet) | Rate = | 12% | 28100 |  |  |  | 12% | 48000 |  |  | 12% | 52000 |  |  | 12% | 67000 |  |  | 12% | 42000 |  |  | 12% | 24000
| Depreciation of equipment (other than re-usable containers): straight line over (number of years) : |  | 10 | Factor = | 0.1 | 23400 |  |  |  |  | 23400 |  |  |  | 22800 |  |  |  | 22800 |  |  |  | 23400 |  |  |  | 8400
| Depreciation of re-usable containers based on estimated life (usage cycles) : |  | 150 | Factor = | [5 empty] | 0.24 | 40200 |  |  | 0.3 | 62100 |  |  | 0.3 | 98000 |  |  | 0.3 | 34600 |  |  | 0.3 | 34600
| Labour cost (at HCRW source) |  |  | 70 | 3000 | 210000 |  | 100 |  | 3000 | 300000 |  | 60 | 3000 | 180000 |  | 70 | 3000 | 210000 |  | 120 | 3000 | 360000 |  | 130 | 3000 | 390000
Consumable costs
|  | Disposable boxes 142 L |  | 39300 | 11.5 | 452000 | [14 empty] | n/a |  | n/a |  | n/a |  | n/a
|  | Disposable boxes 50 L |  | 1800 | 6.2 | 11000 | [14 empty] | n/a |  | n/a |  | n/a |  | n/a
|  | 20 L plastic buckets |  | n/a |  | n/a |  | 1400 |  | 26.22 | 37000 |  | 1400 | 26.22 | 37000 |  | 1400 | 26.22 | 37000 |  | n/a | 26.22 | n/a |  | n/a | 26.22 | n/a
|  | 10 L Sharps containers |  | 13700 | 12 | 164000 |  | 13700 |  | 12 | 164000 |  | 13700 | 12 | 164000 |  | 13700 | 12 | 164000 |  | 13700 | 12 | 164000 |  | 13700 | 12 | 164000
|  | Bags type "A" |  | n/a |  | n/a |  | 51000 |  | 0.39 | 20000 |  | 51000 | 0.39 | 20000 |  | 51000 | 0.39 | 20000 |  | 51000 | 0.39 | 20000 |  | 51000 | 0.39 | 20000
|  | Bags type "B" |  | 71000 | 0.7 | 50000 |  | 71000 |  | 0.7 | 50000 |  | 71000 | 0.7 | 50000 |  | 71000 | 0.7 | 50000 |  | 71000 | 0.7 | 50000 |  | 71000 | 0.7 | 50000
|  | Bags type "C" |  | n/a |  | n/a |  | n/a |  |  | n/a |  | n/a |  | n/a |  | n/a |  | n/a |  | 22000 | 1.12 | 25000 |  | 22000 | 1.12 | 25000
|  | Bags type "D" |  | n/a |  | n/a |  | 71000 |  | 1.8 | 128000 |  | 71000 | 1.8 | 128000 |  | 71000 | 1.8 | 128000 |  | n/a | 1.8 | n/a |  | n/a | 1.8 | n/a
|  | Bags type "E" |  | n/a |  | n/a |  | n/a |  |  | n/a |  | n/a |  | n/a |  | n/a |  | n/a |  | 39000 | 1.5 | 59000 |  | 39000 | 1.5 | 59000
|  | Bags type "F" |  | n/a |  | n/a |  | 20100 |  | 1.8 | 36000 |  | n/a |  | n/a |  | n/a |  | n/a |  | n/a | 1.8 | n/a |  | n/a | 1.8 | n/a
| Maintenance of equipment (other than re-usable containers) @ % p.a.: |  |  | 5% |  | 11700 |  |  |  |  | 11700 |  |  |  | 11400 |  |  |  | 11400 |  |  |  | 11700 |  |  |  | 4200
| Total monthly containerisation cost |  |  |  |  | 950200 |  |  |  |  | 858300 |  |  |  | 727300 |  |  |  | 808200 |  |  |  | 789700 |  |  |  | 779200
TRANSPORTATION (including return of wheelie bins + plastic boxes) | [6 empty] | No. of trucks |  |  |  |  | No. of trucks |  |  |  | No. of trucks |  |  |  | No. of trucks |  |  |  | No. of trucks |  |  |  | No. of trucks
|  | Number of treatment facilities | Average round-trip distance |  | Price per container | Total transportation cost |  |  |  | Price per container | Total transportation cost |  |  | Price per container | Total transportation cost |  |  | Price per container | Total transportation cost |  |  | Price per container | Total transportation cost |  |  | Price per container | Total transportation cost
|  | 1 | 80 |  | 6.75 | 271000 | 7.9993 |  |  | 20.6 | 414000 | 14.3759 |  | 53.5625 | 273000 | 9.4797 |  | 53.5625 | 321000 | 11.1465 |  | 10.1125 | 480000 | 14.1685 |  | 6.5375 | 311000 | 11.8908
|  | 3 | 57 |  | 5.2125 | 210000 | 6.3655 |  |  | 16.275 | 327000 | 11.7091 |  | 42.3125 | 216000 | 7.7345 |  | 42.3125 | 254000 | 9.0952 |  | 7.825 | 372000 | 11.2761 |  | 5.6 | 266000 | 10.5081
|  | 10 | 28 |  | 3.2875 | 132000 | 4.2728 |  |  | 10.8125 | 217000 | 8.335 |  | 28.1125 | 143000 | 5.4927 |  | 28.1125 | 169000 | 6.4913 |  | 4.925 | 234000 | 7.5745 |  | 4.4125 | 210000 | 8.7935
|  | 20 | 15 |  | 2.4125 | 97000 | 3.3329 |  |  | 8.3625 | 168000 | 6.8341 |  | 21.75 | 111000 | 4.5154 |  | 21.75 | 131000 | 5.3289 |  | 3.625 | 172000 | 5.9099 |  | 3.8875 | 185000 | 8.0297
CLEANING AND DISINFECTION OF WHEELIE BINS/PLASTIC BOXES
| Total monthly cleaning and disinfection cost |  |  |  |  | 0 |  |  |  |  | 52000 |  |  |  | 40000 |  |  |  | 47000 |  |  |  | 104000 |  |  |  | 104000
TREATMENT
Treatment scenario: |  |  |  | Autoclave | Incinerator | Microwave |  | Autoclave |  | Incinerator | Microwave |  | Autoclave | Incinerator | Microwave |  | Autoclave | Incinerator | Microwave |  | Autoclave | Incinerator | Microwave |  | Autoclave | Incinerator | Microwave
Number of treatment facilities |  | Average capacity of treatment facility/facilities facility (tons HCRW /year) | Design capacity of treatment facility/facilities (tons /year) | Treatment cost per kg |  |  |  | Treatment cost per kg |  |  |  |  | Treatment cost per kg |  |  |  | Treatment cost per kg |  |  |  | Treatment cost per kg |  |  |  | Treatment cost per kg
1 |  | 4800 | 19700 | 1.21 | 1.24 | 1.87 |  | 1.21 |  | 1.24 | 1.87 |  | 1.21 | 1.24 | 1.87 |  | 1.21 | 1.24 | 1.87 |  | 1.21 | 1.24 | 1.87 |  | 1.21 | 1.24 | 1.87
3 |  | 1600 | 4400 | 2.07 | 2.17 | 2.25 |  | 2.07 |  | 2.17 | 2.25 |  | 2.07 | 2.17 | 2.25 |  | 2.07 | 2.17 | 2.25 |  | 2.07 | 2.17 | 2.25 |  | 2.07 | 2.17 | 2.25
10 |  | 500 | 1200 | 4.7 | 5.13 | 4.78 |  | 4.7 |  | 5.13 | 4.78 |  | 4.7 | 5.13 | 4.78 |  | 4.7 | 5.13 | 4.78 |  | 4.7 | 5.13 | 4.78 |  | 4.7 | 5.13 | 4.78
20 |  | 240 | 600 | 7.95 | 8.95 | 8.5 |  | 7.95 |  | 8.95 | 8.5 |  | 7.95 | 8.95 | 8.5 |  | 7.95 | 8.95 | 8.5 |  | 7.95 | 8.95 | 8.5 |  | 7.95 | 8.95 | 8.5
|  |  |  | Total monthly treatment cost |  |  |  | Total monthly treatment cost |  |  |  |  | Total monthly treatment cost |  |  |  | Total monthly treatment cost |  |  |  | Total monthly treatment cost |  |  |  | Total monthly treatment cost
1 |  |  |  | 520000 | 533000 | 804000 |  | 486000 |  | 498000 | 751000 |  | 486000 | 498000 | 751000 |  | 486000 | 498000 | 751000 |  | 486000 | 498000 | 751000 |  | 486000 | 498000 | 751000
3 |  |  |  | 890000 | 933000 | 967000 |  | 832000 |  | 872000 | 904000 |  | 832000 | 872000 | 904000 |  | 832000 | 872000 | 904000 |  | 832000 | 872000 | 904000 |  | 832000 | 872000 | 904000
10 |  |  |  | 2021000 | 2206000 | 2055000 |  | 1888000 |  | 2061000 | 1921000 |  | 1888000 | 2061000 | 1921000 |  | 1888000 | 2061000 | 1921000 |  | 1888000 | 2061000 | 1921000 |  | 1888000 | 2061000 | 1921000
20 |  |  |  | 3418000 | 3848000 | 3654000 |  | 3194000 |  | 3596000 | 3415000 |  | 3194000 | 3596000 | 3415000 |  | 3194000 | 3596000 | 3415000 |  | 3194000 | 3596000 | 3415000 |  | 3194000 | 3596000 | 3415000
TOTAL MONTHLY SCENARIO COSTS (INCLUDING TREATMENT) |  |  |  | Autoclave | Incinerator | Microwave |  | Autoclave |  | Incinerator | Microwave |  | Autoclave | Incinerator | Microwave |  | Autoclave | Incinerator | Microwave |  | Autoclave | Incinerator | Microwave |  | Autoclave | Incinerator | Microwave
Number of treatment facilities
1 |  |  |  | 1741000 | 1754000 | 2025000 |  | 1810000 |  | 1822000 | 2075000 |  | 1526000 | 1538000 | 1791000 | 1809000 | 1662000 | 1674000 | 1927000 |  | 1860000 | 1872000 | 2125000 |  | 1680000 | 1692000 | 1945000
3 |  |  |  | 2050000 | 2093000 | 2127000 |  | 2069000 |  | 2109000 | 2141000 |  | 1815000 | 1855000 | 1887000 | 1809000 | 1941000 | 1981000 | 2013000 |  | 2098000 | 2138000 | 2170000 |  | 1981000 | 2021000 | 2053000
10 |  |  |  | 3103000 | 3288000 | 3137000 |  | 3015000 |  | 3188000 | 3048000 |  | 2798000 | 2971000 | 2831000 | 1809000 | 2912000 | 3085000 | 2945000 |  | 3016000 | 3189000 | 3049000 |  | 2981000 | 3154000 | 3014000
20 |  |  |  | 4465000 | 4895000 | 4701000 |  | 4272000 |  | 4674000 | 4493000 |  | 4072000 | 4474000 | 4293000 | 1809000 | 4180000 | 4582000 | 4401000 |  | 4260000 | 4662000 | 4481000 |  | 4262000 | 4664000 | 4483000

## HCRW generation data
DACEL HCRW STUDY
HCRW GENERATION DATA: ALL GAUTENG HOSPITALS, CLINICS AND OTHER SOURCES
(As taken from Table 3.8 of "feasibility study into the possible regionalisation of HCRW treatment/disposal facilities in Gauteng": DACEL, 2000)
Service | Ownership | Monthly HCRW mass (kg) | Assumed masses of dry, wet and sharps per month (kg)
|  | (rounded up) | Dry | Wet | Sharps
Hospitals | Public | 430000
| Private, mining & military | 460000
| Total (hospitals) | 890000 | 778800 | 40100 | 71100
|  |  | 87.5% | 4.5% | 8%
Clinics | Public | 144000
| Private | 11000
| Total (clinics) | 155000 | 138700 | 800 | 15500
|  |  | 89.5% | 0.5% | 10%
Minor HCRW sources | Private | 130000 | 116400 | 700 | 12900
|  |  | 89.5% | 0.5% | 10%
| Grand totals | 1175000 | 1033900 | 41600 | 99500

## Transport Costs
DACEL HCRW STUDY
Cost Model: Transportation
1 | Vehicle Parameters: (all costs include VAT)
| Designation |  |  | A | B | C | D | E
| Vehicle Make |  |  | Toyota | Toyota | Toyota | Toyota | Toyota
| Model |  |  | Dyna 4-093 | Dyna 7-124 | Dyna 7-125 | Hino 10-166 | Hino 9-136
| Fuel |  |  | Diesel | Diesel | Diesel | Diesel | Diesel
| Urban cycle fuel consumption: lit/100 km |  |  | 12 | 18 | 18 | 21 | 19
| Body |  |  | Custom | Custom | Custom | Custom | Custom
| Mechanical (lifting) tailgate |  |  | yes | yes | yes | yes | yes
| Load-space (int.) dimensions (l,w,h) (m) |  |  | 3.1/2.0/1.70 | 5.8/2.4/2.1 | 4.5/2.3/1.75 | 6.4/2.4/2.1 | 5.3/2.4/2.1
| Body capacity: Volumetric (cub. m) |  |  | 10.54 | 29.23 | 18.11 | 32.26 | 26.71
| Max. load mass (kgs) |  |  | 1404 | 2976 | 3326 | 5569 | 5118
| Max. capacity: Std. 142 lit. waste containers: |  | number | 48 | 180 | 90 | 195 | 165
|  |  | HCRW mass (kg) | 465.6 | 1746 | 873 | 1891.5 | 1600.5
|  |  | % of permissible load mass | 33.16% | 58.67% | 26.25% | 33.96% | 31.27%
| Max. capacity: 100 lit. plastic waste containers: |  | number | 40 | 150 | 80 | 168 | 135
|  |  | HCRW mass (kg) | 530 | 1987.5 | 1060 | 2226 | 1788.75
|  |  | % of permissible load mass | 37.75% | 66.78% | 31.87% | 39.97% | 34.95%
| Max. capacity: 1.0 x 1.3 x 1.5 m cage trolleys: |  |  | 4 | 8 | 6 | 10 | 8
| With 142-L cardboard boxes: |  | Tot. number in truck: | 48 | 96 | 72 | 120 | 96
|  |  | Load mass (kg) | 861.6 | 1723.2 | 1292.4 | 2154 | 1723.2
|  |  | % of permissible load mass | 61.37% | 57.9% | 38.86% | 38.68% | 33.67%
| With 100-L plastic boxes: |  | Tot. number in truck: | 32 | 64 | 48 | 80 | 64
|  |  | Load mass (kg) | 820 | 1640 | 1230 | 2050 | 1640
|  |  | % of permissible load mass | 58.4% | 55.11% | 36.98% | 36.81% | 32.04%
| Max. capacity: 240 L wheelie bins (per floor/layer) : |  | number | 15 | 32 | 21 | 36 | 32
|  |  | HCRW mass (kg) |  |  | 420 | 720 | 640
|  |  | gross load mass |  |  | 735 | 1260 | 1120
|  |  | % of permissible load mass |  |  | 22.1% | 22.63% | 21.88%
| Max. capacity: 770 L wheelie bins (per floor/layer) : |  | number |  | 12 | 8 | 15 | 12
|  |  | HCRW mass (kg) |  |  | 640 | 1200 | 960
|  |  | gross load mass |  |  | 992 | 1860 | 1488
|  |  | % of permissible load mass |  |  | 29.83% | 33.4% | 29.07%
| Max. capacity: 660 L wheelie bins (per floor/layer) : |  | number |  | 12 | 8 | 13 | 12
|  |  | HCRW mass (kg) |  |  | 544 | 884 | 816
|  |  | gross load mass |  |  | 904 | 1469 | 1356
|  |  | % of permissible load mass |  |  | 27.18% | 26.38% | 26.49%
2 | Costs
|  | Unit cost (incl. purpose-built body) |  | 170000 | 275000 | 274000 | 363000 | 418000
|  | Less: | Tyres | 3150 | 4800 | 4800 | 8200 | 8200
|  |  | Salvage value | 31000 | 52000 | 55000 | 73000 | 84000
|  | Cost for depreciation purposes |  | 135850 | 218200 | 214200 | 281800 | 325800
|  | Ave. annual depreciation over time period:(yrs) | 5 | 27170 | 43640 | 42840 | 56360 | 65160
Annual fixed costs:
|  | Interest on capital @ | 12% | 20400 | 33000 | 32880 | 43560 | 50160
|  | Depreciation |  | 27170 | 43640 | 42840 | 56360 | 65160
|  | Insurance @ | 10% | 17000 | 27500 | 27400 | 36300 | 41800
|  | License |  | 400 | 900 | 750 | 1100 | 900
|  |  | Total Annual Costs: | 64970 | 105040 | 103870 | 137320 | 158020
|  |  | Additional annual cost i.r.o. second floor in truck (if applicable-see below): | 0 | 0 | 0 | 0 | 0
Per Kilometer Costs:
|  | Repairs & Maintenance |  | 0.3 | 0.4 | 0.4 | 0.55 | 0.55
|  | New tyres every | 40000 | 0.07875 | 0.12 | 0.12 | 0.205 | 0.205
|  | Fuel: diesel price per litre of | 4.3 | 0.516 | 0.774 | 0.774 | 0.903 | 0.817
|  |  | Total Per-Kilometer Costs: | 0.89475 | 1.294 | 1.294 | 1.658 | 1.572
3 | Crew Costs (per shift): |  | Per Month | Annual
| Driver: | Salary | 3000 | 36000
|  | Bonus |  | 3500
|  | Med. Aid | 500 | 6000
|  | Pension | 210 | 2520
|  | UIF | 30 | 360
|  | Supervision |  | 0
|  | Other |  | 0
|  | Total | 3740 | 48380
| Helper: | Salary | 1800 | 21600
Bonus
|  | Med. Aid | 400 | 4800
|  | Pension | 126 | 1512
|  | UIF | 18 | 216
|  | Supervision |  | 0
|  | Other |  | 0
|  | Total | 2344 | 28128
| Need 2 helpers, therefore |  |  | 56256
|  |  | Total Crew Cost (per crew per shift): | 104636 | 104636 | 104636 | 104636 | 104636
4 | Additional Assumptions
| Wheelie-bin trucks have : | 1 |  | floor(s)
% of max. capacity
| Containers per average load: | 142 L boxes | 80% | 38 | 144 | 72 | 156 | 132 | Time (mins.) for each loading + unloading cycle:
|  | 100 L plastic boxes | 80% | 32 | 120 | 64 | 134 | 108
|  | c/trolleys | 80% | 3 | 6 | 5 | 8 | 6
|  | 142-L boxes in c/trolley |  | 36 | 72 | 60 | 96 | 72
|  | 100-L plastic boxes in c/trolley |  | 24 | 48 | 40 | 64 | 48
|  | 240 L wheelies | 80% | 12 | 26 | 17 | 29 | 26
|  | 770 L wheelies | 80% | 0 | 10 | 6 | 12 | 10
|  | 660 L wheelies | 80% | 0 | 10 | 6 | 10 | 10
[9 empty] | Fixed | Per unit
| Load + unload time per trip (hrs): | 142 L boxes |  | 0.9 | 2.5 | 1.4 | 2.7 | 2.3 | 21 | 0.9
|  | 100 L plastic boxes |  | 1 | 3 | 1.7 | 3.3 | 2.7 | 21 | 1.3
|  | c/trolleys |  | 0.6 | 0.8 | 0.8 | 0.9 | 0.8 | 27 | 3.6
|  | 240 L wheelies |  |  | 1.1 | 0.8 | 1.1 | 1.1 | 25 | 1.5
|  | 770 L wheelies |  |  | 1.1 | 0.8 | 1.2 | 1.1 | 27 | 3.6
|  | 660 L wheelies |  |  | 1.1 | 0.8 | 1.1 | 1.1 | 27 | 3.6
[9 empty] | Per-unit time penalty for multiple floors: | 25%
5 | Unit costs for various average round-trip distances and shifts/ day | [8 empty] | 25
|  | Number of 8-hour shifts/day: | 1
|  | Assumed average round trip: | 80 | km
|  | Assumed average road speed: | km/hr | 40 | 40 | 40 | 35 | 35
|  | Trips/day: | 142 L boxes | 2.7586 | 1.7778 | 2.3529 | 1.6046 | 1.7445
|  |  | 100 L plastic boxes | 2.6667 | 1.6 | 2.1622 | 1.4322 | 1.6046
|  |  | cage trolleys | 3.0769 | 2.8571 | 2.8571 | 2.5112 | 2.5926
|  |  | 240 L wheelies |  | 2.5806 | 2.8571 | 2.3629 | 2.3629
|  |  | 770 L wheelies |  | 2.5806 | 2.8571 | 2.2951 | 2.3629
|  |  | 660 L wheelies |  | 2.5806 | 2.8571 | 2.3629 | 2.3629
|  | Total kms travelled/year: | 142 L boxes | 55172.4138 | 35555.5556 | 47058.8235 | 32091.6905 | 34890.9657
|  |  | 100 L plastic boxes | 53333.3333 | 32000 | 43243.2432 | 28644.5013 | 32091.6905
|  |  | cage trolleys | 61538.4615 | 57142.8571 | 57142.8571 | 50224.2152 | 51851.8519
|  |  | 240 L wheelies |  | 51612.9032 | 57142.8571 | 47257.384 | 47257.384
|  |  | 770 L wheelies |  | 51612.9032 | 57142.8571 | 45901.6393 | 47257.384
|  |  | 660 L wheelies |  | 51612.9032 | 57142.8571 | 47257.384 | 47257.384
|  | Total km cost/year: | 142 L boxes | 49365.5172 | 46008.8889 | 60894.1176 | 53208.0229 | 54848.5981 | Annual cost of best option: (see below) | Marked-up cost of best option: (see below)
|  |  | 100 L plastic boxes | 47720 | 41408 | 55956.7568 | 47492.5831 | 50448.1375
|  |  | cage trolleys | 55061.5385 | 73942.8571 | 73942.8571 | 83271.7489 | 81511.1111
|  |  | 240 L wheelies |  | 66787.0968 | 73942.8571 | 78352.7426 | 74288.6076
|  |  | 770 L wheelies |  | 66787.0968 | 73942.8571 | 76104.918 | 74288.6076
|  |  | 660 L wheelies |  | 66787.0968 | 73942.8571 | 78352.7426 | 74288.6076
|  | Estimated total cost/year: | 142 L boxes | 218971.5172 | 255684.8889 | 269400.1176 | 295164.0229 | 317504.5981 | 255684.8889 | 319606.1111
|  |  | 100 L plastic boxes | 217326 | 251084 | 264462.7568 | 289448.5831 | 313104.1375 | 251084 | 313855
|  |  | cage trolleys | 224667.5385 | 283618.8571 | 282448.8571 | 325227.7489 | 344167.1111 | 325227.7489 | 406534.6861
|  |  | 240 L wheelies |  | 276463.0968 | 282448.8571 | 320308.7426 | 336944.6076 | 276463.0968 | 345578.871
|  |  | 770 L wheelies |  | 276463.0968 | 282448.8571 | 318060.918 | 336944.6076 | 276463.0968 | 345578.871
|  |  | 660 L wheelies |  | 276463.0968 | 282448.8571 | 320308.7426 | 336944.6076 | 276463.0968 | 345578.871
| Estimated no. of containers transported/year: |  | 142 L boxes | 26206.8966 | 64000 | 42352.9412 | 62578.7966 | 57570.0935
|  |  | 100 L plastic boxes | 21333.3333 | 48000 | 34594.5946 | 47979.5396 | 43323.7822
|  |  | cage trolleys | 2307.6923 | 4285.7143 | 3571.4286 | 5022.4215 | 3888.8889
|  |  | 240 L wheelies | 0 | 16774.1935 | 12142.8571 | 17130.8017 | 15358.6498
|  |  | 770 L wheelies | 0 | 6451.6129 | 4285.7143 | 6885.2459 | 5907.173
|  |  | 660 L wheelies | 0 | 6451.6129 | 4285.7143 | 5907.173 | 5907.173
|  | Estimated total transport cost: R /container: | 142 L boxes | 8.36 | 4 | 6.36 | 4.72 | 5.52
|  |  | 100 L plastic boxes | 10.19 | 5.23 | 7.64 | 6.03 | 7.23
|  |  | 142-L boxes in c/trolley | 8.11 | 5.51 | 6.59 | 5.4 | 7.38
|  |  | 100-L plastic boxes in c/trolley | 12.17 | 8.27 | 9.89 | 8.09 | 11.06
|  |  | 240 L wheelies |  | 16.48 | 23.26 | 18.7 | 21.94
|  |  | 770 L wheelies |  | 42.85 | 65.9 | 46.19 | 57.04 | Minima
|  |  | 660 L wheelies |  | 42.85 | 65.9 | 54.22 | 57.04
| Estimated Price: Rand / container at markup on cost of: |  | 142 L boxes | 10.45 | 5 | 7.95 | 5.9 | 6.9 | 5
|  |  | 100 L plastic boxes | 12.7375 | 6.5375 | 9.55 | 7.5375 | 9.0375 | 6.5375
|  |  | 142-L boxes in c/trolley | 10.1375 | 6.8875 | 8.2375 | 6.75 | 9.225 | 6.75
|  |  | 100-L plastic boxes in c/trolley | 15.2125 | 10.3375 | 12.3625 | 10.1125 | 13.825 | 10.1125
|  | 25% | 240 L wheelies |  | 20.6 | 29.075 | 23.375 | 27.425 | 20.6
|  | 25 | 770 L wheelies |  | 53.5625 | 82.375 | 57.7375 | 71.3 | 53.5625
|  |  | 660 L wheelies |  | 53.5625 | 82.375 | 67.775 | 71.3 | 53.5625
(minima denoted in serise)
|  | Assumed average round trip: | 57 | km
|  | Assumed average road speed: | km/hr | 40 | 40 | 40 | 35 | 35
|  | Trips/day: | 142 L boxes | 3.4409 | 2.0382 | 2.8319 | 1.8482 | 2.0364
|  |  | 100 L plastic boxes | 3.299 | 1.8079 | 2.56 | 1.6232 | 1.8482
|  |  | cage trolleys | 3.9506 | 3.5955 | 3.5955 | 3.1638 | 3.2941
|  |  | 240 L wheelies |  | 3.1683 | 3.5955 | 2.9319 | 2.9319
|  |  | 770 L wheelies |  | 3.1683 | 3.5955 | 2.8283 | 2.9319
|  |  | 660 L wheelies |  | 3.1683 | 3.5955 | 2.9319 | 2.9319
|  | Total kms travelled/year: | 142 L boxes | 49032.2581 | 29044.586 | 40353.9823 | 26336.6337 | 29018.1818
|  |  | 100 L plastic boxes | 47010.3093 | 25762.7119 | 36480 | 23130.4348 | 26336.6337
|  |  | cage trolleys | 56296.2963 | 51235.9551 | 51235.9551 | 45084.7458 | 46941.1765
|  |  | 240 L wheelies |  | 45148.5149 | 51235.9551 | 41780.1047 | 41780.1047
|  |  | 770 L wheelies |  | 45148.5149 | 51235.9551 | 40303.0303 | 41780.1047
|  |  | 660 L wheelies |  | 45148.5149 | 51235.9551 | 41780.1047 | 41780.1047
|  | Total km cost/year: | 142 L boxes | 43871.6129 | 37583.6943 | 52218.0531 | 43666.1386 | 45616.5818 | Annual cost of best option: (see below) | Marked-up cost of best option: (see below)
|  |  | 100 L plastic boxes | 42062.4742 | 33336.9492 | 47205.12 | 38350.2609 | 41401.1881
|  |  | cage trolleys | 50371.1111 | 66299.3258 | 66299.3258 | 74750.5085 | 73791.5294
|  |  | 240 L wheelies |  | 58422.1782 | 66299.3258 | 69271.4136 | 65678.3246
|  |  | 770 L wheelies |  | 58422.1782 | 66299.3258 | 66822.4242 | 65678.3246
|  |  | 660 L wheelies |  | 58422.1782 | 66299.3258 | 69271.4136 | 65678.3246
|  | Estimated total cost/year: | 142 L boxes | 213477.6129 | 247259.6943 | 260724.0531 | 285622.1386 | 308272.5818 | 247259.6943 | 309074.6178
|  |  | 100 L plastic boxes | 211668.4742 | 243012.9492 | 255711.12 | 280306.2609 | 304057.1881 | 243012.9492 | 303766.1864
|  |  | cage trolleys | 219977.1111 | 275975.3258 | 274805.3258 | 316706.5085 | 336447.5294 | 316706.5085 | 395883.1356
|  |  | 240 L wheelies |  | 268098.1782 | 274805.3258 | 311227.4136 | 328334.3246 | 268098.1782 | 335122.7228
|  |  | 770 L wheelies |  | 268098.1782 | 274805.3258 | 308778.4242 | 328334.3246 | 268098.1782 | 335122.7228
|  |  | 660 L wheelies |  | 268098.1782 | 274805.3258 | 311227.4136 | 328334.3246 | 268098.1782 | 335122.7228
| Estimated no. of containers transported/year: |  | 142 L boxes | 32688.172 | 73375.7962 | 50973.4513 | 72079.2079 | 67200
|  |  | 100 L plastic boxes | 26391.7526 | 54237.2881 | 40960 | 54376.8116 | 49900.9901
|  |  | cage trolleys | 2962.963 | 5393.2584 | 4494.382 | 6327.6836 | 4941.1765
|  |  | 240 L wheelies | 0 | 20594.0594 | 15280.8989 | 21256.5445 | 19057.5916
|  |  | 770 L wheelies | 0 | 7920.7921 | 5393.2584 | 8484.8485 | 7329.8429
|  |  | 660 L wheelies | 0 | 7920.7921 | 5393.2584 | 7329.8429 | 7329.8429
|  | Estimated total transport cost: R /container: | 142 L boxes | 6.53 | 3.37 | 5.11 | 3.96 | 4.59
|  |  | 100 L plastic boxes | 8.02 | 4.48 | 6.24 | 5.15 | 6.09
|  |  | 142-L boxes in c/trolley | 6.19 | 4.26 | 5.1 | 4.17 | 5.67
|  |  | 100-L plastic boxes in c/trolley | 9.28 | 6.4 | 7.64 | 6.26 | 8.51
|  |  | 240 L wheelies |  | 13.02 | 17.98 | 14.64 | 17.23
|  |  | 770 L wheelies |  | 33.85 | 50.95 | 36.39 | 44.79 | Minima
|  |  | 660 L wheelies |  | 33.85 | 50.95 | 42.46 | 44.79
| Estimated Price: Rand / container at markup on cost of: |  | 142 L boxes | 8.1625 | 4.2125 | 6.3875 | 4.95 | 5.7375 | 4.2125
|  |  | 100 L plastic boxes | 10.025 | 5.6 | 7.8 | 6.4375 | 7.6125 | 5.6
|  |  | 142-L boxes in c/trolley | 7.7375 | 5.325 | 6.375 | 5.2125 | 7.0875 | 5.2125
|  |  | 100-L plastic boxes in c/trolley | 11.6 | 8 | 9.55 | 7.825 | 10.6375 | 7.825
|  | 25% | 240 L wheelies |  | 16.275 | 22.475 | 18.3 | 21.5375 | 16.275
|  |  | 770 L wheelies |  | 42.3125 | 63.6875 | 45.4875 | 55.9875 | 42.3125
|  |  | 660 L wheelies |  | 42.3125 | 63.6875 | 53.075 | 55.9875 | 42.3125
(minima denoted in serise)
|  | Assumed average round trip: | 28 | km
|  | Assumed average road speed: | km/hr | 40 | 40 | 40 | 35 | 35
|  | Trips/day: | 142 L boxes | 5 | 2.5 | 3.8095 | 2.2857 | 2.5806
|  |  | 100 L plastic boxes | 4.7059 | 2.1622 | 3.3333 | 1.9512 | 2.2857
|  |  | cage trolleys | 6.1538 | 5.3333 | 5.3333 | 4.7059 | 5
|  |  | 240 L wheelies |  | 4.4444 | 5.3333 | 4.2105 | 4.2105
|  |  | 770 L wheelies |  | 4.4444 | 5.3333 | 4 | 4.2105
|  |  | 660 L wheelies |  | 4.4444 | 5.3333 | 4.2105 | 4.2105
|  | Total kms travelled/year: | 142 L boxes | 35000 | 17500 | 26666.6667 | 16000 | 18064.5161
|  |  | 100 L plastic boxes | 32941.1765 | 15135.1351 | 23333.3333 | 13658.5366 | 16000
|  |  | cage trolleys | 43076.9231 | 37333.3333 | 37333.3333 | 32941.1765 | 35000
|  |  | 240 L wheelies |  | 31111.1111 | 37333.3333 | 29473.6842 | 29473.6842
|  |  | 770 L wheelies |  | 31111.1111 | 37333.3333 | 28000 | 29473.6842
|  |  | 660 L wheelies |  | 31111.1111 | 37333.3333 | 29473.6842 | 29473.6842
|  | Total km cost/year: | 142 L boxes | 31316.25 | 22645 | 34506.6667 | 26528 | 28397.4194 | Annual cost of best option: (see below) | Marked-up cost of best option: (see below)
|  |  | 100 L plastic boxes | 29474.1176 | 19584.8649 | 30193.3333 | 22645.8537 | 25152
|  |  | cage trolleys | 38543.0769 | 48309.3333 | 48309.3333 | 54616.4706 | 55020
|  |  | 240 L wheelies |  | 40257.7778 | 48309.3333 | 48867.3684 | 46332.6316
|  |  | 770 L wheelies |  | 40257.7778 | 48309.3333 | 46424 | 46332.6316
|  |  | 660 L wheelies |  | 40257.7778 | 48309.3333 | 48867.3684 | 46332.6316
|  | Estimated total cost/year: | 142 L boxes | 200922.25 | 232321 | 243012.6667 | 268484 | 291053.4194 | 232321 | 290401.25
|  |  | 100 L plastic boxes | 199080.1176 | 229260.8649 | 238699.3333 | 264601.8537 | 287808 | 229260.8649 | 286576.0811
|  |  | cage trolleys | 208149.0769 | 257985.3333 | 256815.3333 | 296572.4706 | 317676 | 296572.4706 | 370715.5882
|  |  | 240 L wheelies |  | 249933.7778 | 256815.3333 | 290823.3684 | 308988.6316 | 249933.7778 | 312417.2222
|  |  | 770 L wheelies |  | 249933.7778 | 256815.3333 | 288380 | 308988.6316 | 249933.7778 | 312417.2222
|  |  | 660 L wheelies |  | 249933.7778 | 256815.3333 | 290823.3684 | 308988.6316 | 249933.7778 | 312417.2222
| Estimated no. of containers transported/year: |  | 142 L boxes | 47500 | 90000 | 68571.4286 | 89142.8571 | 85161.2903
|  |  | 100 L plastic boxes | 37647.0588 | 64864.8649 | 53333.3333 | 65365.8537 | 61714.2857
|  |  | cage trolleys | 4615.3846 | 8000 | 6666.6667 | 9411.7647 | 7500
|  |  | 240 L wheelies | 0 | 28888.8889 | 22666.6667 | 30526.3158 | 27368.4211
|  |  | 770 L wheelies | 0 | 11111.1111 | 8000 | 12000 | 10526.3158
|  |  | 660 L wheelies | 0 | 11111.1111 | 8000 | 10526.3158 | 10526.3158
|  | Estimated total transport cost: R /container: | 142 L boxes | 4.23 | 2.58 | 3.54 | 3.01 | 3.42
|  |  | 100 L plastic boxes | 5.29 | 3.53 | 4.48 | 4.05 | 4.66
|  |  | 142-L boxes in c/trolley | 3.76 | 2.69 | 3.21 | 2.63 | 3.53
|  |  | 100-L plastic boxes in c/trolley | 5.64 | 4.03 | 4.82 | 3.94 | 5.29
|  |  | 240 L wheelies |  | 8.65 | 11.33 | 9.53 | 11.29
|  |  | 770 L wheelies |  | 22.49 | 32.1 | 24.03 | 29.35 | Minima
|  |  | 660 L wheelies |  | 22.49 | 32.1 | 27.63 | 29.35
| Estimated Price: Rand / container at markup on cost of: |  | 142 L boxes | 5.2875 | 3.225 | 4.425 | 3.7625 | 4.275 | 3.225
|  |  | 100 L plastic boxes | 6.6125 | 4.4125 | 5.6 | 5.0625 | 5.825 | 4.4125
|  |  | 142-L boxes in c/trolley | 4.7 | 3.3625 | 4.0125 | 3.2875 | 4.4125 | 3.2875
|  |  | 100-L plastic boxes in c/trolley | 7.05 | 5.0375 | 6.025 | 4.925 | 6.6125 | 4.925
|  | 25% | 240 L wheelies |  | 10.8125 | 14.1625 | 11.9125 | 14.1125 | 10.8125
|  |  | 770 L wheelies |  | 28.1125 | 40.125 | 30.0375 | 36.6875 | 28.1125
|  |  | 660 L wheelies |  | 28.1125 | 40.125 | 34.5375 | 36.6875 | 28.1125
(minima denoted in serise)
|  | Assumed average round trip: | 15 | km
|  | Assumed average road speed: | km/hr | 40 | 40 | 40 | 35 | 35
|  | Trips/day: | 142 L boxes | 6.2745 | 2.7826 | 4.507 | 2.5571 | 2.9319
|  |  | 100 L plastic boxes | 5.8182 | 2.3704 | 3.8554 | 2.1456 | 2.5571
|  |  | cage trolleys | 8.2051 | 6.8085 | 6.8085 | 6.0215 | 6.5116
|  |  | 240 L wheelies |  | 5.4237 | 6.8085 | 5.2336 | 5.2336
|  |  | 770 L wheelies |  | 5.4237 | 6.8085 | 4.9123 | 5.2336
|  |  | 660 L wheelies |  | 5.4237 | 6.8085 | 5.2336 | 5.2336
|  | Total kms travelled/year: | 142 L boxes | 23529.4118 | 10434.7826 | 16901.4085 | 9589.0411 | 10994.7644
|  |  | 100 L plastic boxes | 21818.1818 | 8888.8889 | 14457.8313 | 8045.977 | 9589.0411
|  |  | cage trolleys | 30769.2308 | 25531.9149 | 25531.9149 | 22580.6452 | 24418.6047
|  |  | 240 L wheelies |  | 20338.9831 | 25531.9149 | 19626.1682 | 19626.1682
|  |  | 770 L wheelies |  | 20338.9831 | 25531.9149 | 18421.0526 | 19626.1682
|  |  | 660 L wheelies |  | 20338.9831 | 25531.9149 | 19626.1682 | 19626.1682
|  | Total km cost/year: | 142 L boxes | 21052.9412 | 13502.6087 | 21870.4225 | 15898.6301 | 17283.7696 | Annual cost of best option: (see below) | Marked-up cost of best option: (see below)
|  |  | 100 L plastic boxes | 19521.8182 | 11502.2222 | 18708.4337 | 13340.2299 | 15073.9726
|  |  | cage trolleys | 27530.7692 | 33038.2979 | 33038.2979 | 37438.7097 | 38386.0465
|  |  | 240 L wheelies |  | 26318.6441 | 33038.2979 | 32540.1869 | 30852.3364
|  |  | 770 L wheelies |  | 26318.6441 | 33038.2979 | 30542.1053 | 30852.3364
|  |  | 660 L wheelies |  | 26318.6441 | 33038.2979 | 32540.1869 | 30852.3364
|  | Estimated total cost/year: | 142 L boxes | 190658.9412 | 223178.6087 | 230376.4225 | 257854.6301 | 279939.7696 | 223178.6087 | 278973.2609
|  |  | 100 L plastic boxes | 189127.8182 | 221178.2222 | 227214.4337 | 255296.2299 | 277729.9726 | 221178.2222 | 276472.7778
|  |  | cage trolleys | 197136.7692 | 242714.2979 | 241544.2979 | 279394.7097 | 301042.0465 | 279394.7097 | 349243.3871
|  |  | 240 L wheelies |  | 235994.6441 | 241544.2979 | 274496.1869 | 293508.3364 | 235994.6441 | 294993.3051
|  |  | 770 L wheelies |  | 235994.6441 | 241544.2979 | 272498.1053 | 293508.3364 | 235994.6441 | 294993.3051
|  |  | 660 L wheelies |  | 235994.6441 | 241544.2979 | 274496.1869 | 293508.3364 | 235994.6441 | 294993.3051
| Estimated no. of containers transported/year: |  | 142 L boxes | 59607.8431 | 100173.913 | 81126.7606 | 99726.0274 | 96753.9267
|  |  | 100 L plastic boxes | 46545.4545 | 71111.1111 | 61686.747 | 71877.3946 | 69041.0959
|  |  | cage trolleys | 6153.8462 | 10212.766 | 8510.6383 | 12043.0108 | 9767.4419
|  |  | 240 L wheelies | 0 | 35254.2373 | 28936.1702 | 37943.9252 | 34018.6916
|  |  | 770 L wheelies | 0 | 13559.322 | 10212.766 | 14736.8421 | 13084.1121
|  |  | 660 L wheelies | 0 | 13559.322 | 10212.766 | 13084.1121 | 13084.1121
|  | Estimated total transport cost: R /container: | 142 L boxes | 3.2 | 2.23 | 2.84 | 2.59 | 2.89
|  |  | 100 L plastic boxes | 4.06 | 3.11 | 3.68 | 3.55 | 4.02
|  |  | 142-L boxes in c/trolley | 2.67 | 1.98 | 2.37 | 1.93 | 2.57
|  |  | 100-L plastic boxes in c/trolley | 4 | 2.97 | 3.55 | 2.9 | 3.85
|  |  | 240 L wheelies |  | 6.69 | 8.35 | 7.23 | 8.63
|  |  | 770 L wheelies |  | 17.4 | 23.65 | 18.49 | 22.43 | Minima
|  |  | 660 L wheelies |  | 17.4 | 23.65 | 20.98 | 22.43
| Estimated Price: Rand / container at markup on cost of: |  | 142 L boxes | 4 | 2.7875 | 3.55 | 3.2375 | 3.6125 | 2.7875
|  |  | 100 L plastic boxes | 5.075 | 3.8875 | 4.6 | 4.4375 | 5.025 | 3.8875
|  |  | 142-L boxes in c/trolley | 3.3375 | 2.475 | 2.9625 | 2.4125 | 3.2125 | 2.4125
|  |  | 100-L plastic boxes in c/trolley | 5 | 3.7125 | 4.4375 | 3.625 | 4.8125 | 3.625
|  | 25% | 240 L wheelies |  | 8.3625 | 10.4375 | 9.0375 | 10.7875 | 8.3625
|  |  | 770 L wheelies |  | 21.75 | 29.5625 | 23.1125 | 28.0375 | 21.75
|  |  | 660 L wheelies |  | 21.75 | 29.5625 | 26.225 | 28.0375 | 21.75
(minima denoted in serise)
'Basic' times are carried from the sheet: "Load & Unload Times". Per-unit times (for w/bin options) are adjusted by the 'spin' button below
Diesel Price is set in cell Q16 of 'Scenario Costs: All Facilities' sheet.

## Round Trip Distances
DACEL HCRW STUDY
Round-Trip Distances used in Transportation Cost Model
1.
2.
|  | Radius: | n | RTD as estimated by formula | RTD as determined from actual data
50
|  |  | 1 | 89 | 80
|  |  | 3 | 66.039 | 57
|  |  | 10 | 40.876 | 28
|  |  | 20 | 26.3892 | 15
|  |  |  | n | RTD as estimated by formula
|  | Radius (km) : | 50 | 1 | 89
|  |  |  | 3 | 51.5522
|  | Fraction of circle: | 0.5 | 10 | 26.3892
|  |  |  | 20 | 11.9024
Average round-trip distance is a function of the number and location of treatment facilities.
In the case of Gauteng, the X-Y co-ordinates of all hospitals (provincial and private) were determined during the 2000 DACEL Health Care Risk Waste Study. This allowed the straight-line distance between each hospital and any number of points representing treatment facilities to be determined. In the present model, it was assumed that HCRW would be transported from each hospital to the nearest treatment facility; the road distance to this facility was taken to be 1.3 x times the straight-line distance. (This factor is based on the results of a study performed in the US.) From the road distances between all hospitals and the nearest treatment facility, an average road distance, and hence an average round-trip distance ("RTD"), could be determined.
For the purposes of the present model, the number of treatment facilities considered was one, three, ten and twenty. In the case of just one facility, this was positioned at the ‘centre of gravity’ of all the hospitals in the province. In the case of three, ten and twenty facilities, these were positioned at the largest (as measured in terms of HCRW generation) three, ten and twenty hospitals, respectively.
Note: The treatment facility locations assumed here serve to illustrate the effect of centralising vs. decentralising the treatment of HCRW in the province, and do not necessarily represent practical locations for such facilities.
Based on all the above, average round-trip distances for Gauteng were determined as follows:
One facility: 80 kilometres
Three facilities: 57 kilometres
Ten facilities: 28 kilometres
Twenty facilities: 15 kilometres
A graph of the above results is presented below. Note that a logarithmic curve (see equation in box) fits the data well. (The "R-squared" value indicates the "goodness-of-fit" of the curve to the data points. An R-squared value of 1.000 would indicate a 'perfect' fit.)
Other Provinces/Areas
If data is available on the location of all health-care facilities, average round-trip distances may be determined in the same way as that described above for Gauteng.
In the absence of accurate data on the actual position of health-care facilities, it is possible to make use of an approximate method. This method is based on the postulate described below.
If one takes a circular area with radius of (say) 100 km, then it is possible to prove that
the average distance from the centre of the circle to a large number of evenly-spaced
points within the circle is is 66.67 km (see diagram).
(As a point of interest, the average distance from a point on the circumference of the
circle to a a large number of evenly-spaced points within the circle is is 113 km.)
It has also been established (by an empirical study undertaken within the current project)
that the average* distance from a large number of evenly-spaced points within a circle to
the closest of three, ten or twenty randomly-placed points within the circle is 53.9, 30.3
and 21.5 km, respectively (see diagram).
(* These averages are based on 20 individual determinations in each case.)
These straight-line distances convert into round-trip distances ("RTD's") of 173, 140, 79
and 56 km, respectively (for 1, 3, 10 and 20 'facilities').
These results are reflected graphically below. Again, a logarithmic curve (see equation in box) fits the data reasonably well.
Expressed in terms of the radius ( r ) of the circle, the above formula can be re-stated as:
Round-trip distance ("RTD") = r x (1.78 - 0.418 x ln(n)) where 'n' is the number of treatment facilities. (ln(n) is the natural logarithm of n).
As regards the application of the above to the practical 'problem' of health-care facilities and HCRW treatment facilities, the most apparent shortcomings are:
(a) health-care facilities are never 'evenly-spaced' in practice, but tend to be concentrated in 'clusters' in towns and cities;
(b) the province or other area under consideration is seldom circular in shape; and
(c) HCRW facilities are unlikely to be sited on a 'random' basis, but are more likely to be located within or near the health-care 'clusters' referred to in (a) above. (The effect of this latter point is almost always to yield higher RTD's than would apply in practice, i.e. it will generate 'conservative' results for transport costs.)
Notwithstanding the above shortcomings, it is possible to make reasonable estimates of RTD's using the formula above, provided certain adjustments are made. For example, in the case of Gauteng (see below) there is a major concentration of hospitals in the Greater Johannesburg area (including the East- and West-Rand), and a smaller concentration around Pretoria. There are further, small concentrations around Vereeniging/Vanderbijlpark and around Carletonville. A circle drawn so as to include the two major clusters (see below) is found to have a radius of approximately 50km.
Applying the 'circle' formula (described above) using a radius of 50km yields the following results for estimated RTD's. For comparative purposes, the RTD's calculated from actual data are also shown.
In all cases, the RTD's estimated by the formula are conservative, i.e. higher than the RTD's determined from actual data. If these (higher) RTD's were used in the Transport Costs Module, the effect would be that per-container transport costs would be higher by approximately 6% (single facility), 8 % (three facilities), 17% (10 facilities) and 20% (20 facilities). The overall increase in transport costs is, however, limited to approximately R 100,000 per month (in the 'base-line' scenario), and such increase does not affect the 'rankings' of the various scenarios in this case, i.e. the 'optimal' scenarios remain the same, suggesting that the approximate method described above can be used with some degree of confidence.
As regards areas which are not circular or approximately circular, two possible approaches are suggested, viz.:
1. If the area under consideration constitutes a segment of a circle, e.g a quarter-circle, semi-circle, three-quarter circle, etc.
In such cases, the average RTD to any point from the centre of the quarter-circle, semi-circle, etc. remains the same as for a full circle, viz. approximately 1.78 x r.
In other cases (i.e. for 3, 10 or 20 facilities), a correction-factor must be applied, as follows:
Round-trip distance RTD = r x (1.78 - 0.418 x ln(n/f)) where 'n' is the number of treatment facilities, and f is the fraction of circle involved, i.e. for a quarter-circle, f = 0.25, for a semi-circle, f = 0.5, etc.
(The rationale for this is that, in the case of a semi-circle, for example, if 10 facilities are located randomly within the semi-circle, this is equivalent to 20 facilities being located randomly within a full circle, etc.)
The formula below allows for user-entry of the parameters r and f, and calculates estimated RTD's for 1, 3, 10 and 20 facilities, respectively.
then the circle formula described above will still apply
2. If health-care institutions are concentrated in discrete clusters, with few or no facilities between the clusters, then it may be appropriate to use simple arithmetic to determine average round-trip distances. Consider the example below:
Assume that, if only one treatment facility is contemplated, it would be
located at city/town 'C'; in the case of two facilities, these would be
located at "A" and "C", and in the case of three or more facilities,
there would be at least one facility in each city/town.
For the sake of simplicity, assume that the radius of each of the circles
around 'A', 'B' and 'C' is 10 km. This would mean that, for a treatment
facility located at the centre of any town, the average RTD to points within
the town would be 1.78 x r = 17.8 km (see above). For a treatment facility located at
the centre of town 'C', the average RTD to health-care facilities in all the
towns would therefore be:
Average RTD = (17.8 + [2 x 1.3 x ac] + [2 x 1.3 x bc])
3
where ac is the straight-line distance from the centre of town 'A' to the centre of town 'C', etc.
In a case where the number of health-care facilities (and therefore the amount of HCRW generated in the towns) differed widely between towns 'A', 'B' and 'C', an appropriate 'weighting' could be introduced into the above formula. For example, if town 'C' generated 50% of the overall HCRW, town 'A' 20% and town 'B' 30%, the formula would be:
Average RTD = (17.8 x 50% + [2 x 1.3 x ac] x 20% + [2 x 1.3 x bc] x 30%)
3
If two treatment facilities were contemplated (at 'B' and 'C', say), and all HCRW from 'A' would be treated at 'B', the average RTD would be:
Average RTD = (17.8 x 50% + 17.8 x 30% + [2 x 1.3 x ab] x 20%)
3
Similar logic could be applied to determine the average RTD where three or more treatment facilities were involved.

## Load and Unload Times
TIME ESTIMATES: LOADING & UNLOADING OF HCRW CONTAINERS
1. DISPOSABLE BOXES
Load boxes at hospital/clinic
Activity |  | Time (s) | Sub-total | Repeats | Total fixed | Total variable |  | Activity |  | Time (s) | Sub-total | Repeats | Total variable
| Number of boxes: |  |  | 100 |  |  |  |  | Number of boxes: |  |  | 100
No. | Description | [6 empty] | No. | Description
All crew-members
1 | Sign-in/out at gate | 60 | 60 | 2 | 120
2 | Drive to/from loading area | 120 | 120 | 2 | 240
3 | Reverse | 30 | 30 | 1 | 30
4 | Open/close rear doors | 30 | 30 | 2 | 60
5 | Loosen/secure cargo retaining net | 45 | 45 | 2 | 90
6 | Crew-member no. 1 | [7 empty] | Crew-member no. 2
7 | Walk 15 m to box storage area @ 1 m/s | 15 | [5 empty] | 1 | Lift box, turn around | 3
8 | Lift box & turn around | 3 | [5 empty] | 2 | Walk 3 m in truck | 3
9 | Walk 15 m to truck @ 1 m/s | 15 | [5 empty] | 3 | Stack box & turn around | 5
10 | Place box in truck & turn around | 3 | 36 | 70 |  | 2520 |  | 4 | Walk back 3 m in truck | 3 | 14 | 100 | 1400
[8 empty] | 5 | Walk 15 m to box storage area @ 1 m/s | 15
[8 empty] | 6 | Lift box & turn around | 3
[8 empty] | 7 | Walk 15 m to truck @ 1.5m/s | 15
[8 empty] | 8 | Place box in truck & turn around | 3 | 36 | 30 | 1080
[11 empty] | Total: | secs | 2480
[7 empty] | 2520 |  |  |  |  | mins | 41.3333
|  |  | Total: | secs | 540 | 2520
|  |  |  | mins | 9 | 42
Unload boxes at treatment facility
Activity |  | Time (s) | Sub-total | Repeats | Total fixed | Total variable |  | Activity |  | Time (s) | Sub-total | Repeats | Total variable
| Number of boxes per crew member: |  |  | 100 |  |  |  |  | Number of boxes per crew member: |  |  | 100
No. | Description | [6 empty] | No. | Description
All crew-members
1 | Sign-in/out at gate | 60 | 60 | 2 | 120
2 | Drive to/from loading area | 120 | 120 | 2 | 240
3 | Reverse | 30 | 30 | 1 | 30
4 | Open/close rear doors | 30 | 30 | 2 | 60
5 | Loosen/secure cargo retaining net | 45 | 3 | 2 | 6
Crew-member no. 1
6 | Lift box, turn around | 3
7 | Walk 3 m in truck | 3 | [6 empty] | Crew-member no. 2
8 | Deposit box at rear of truck & turn around | 2 | [5 empty] | 1 | Lift box & turn around | 3
9 | Walk back 3 m in truck | 3 | 11 | 100 |  | 1100 |  | 2 | Walk 10 m to deposit box @ 1 m/s | 10
1 | Lift box & turn around | 3 | [5 empty] | 3 | Turn around & walk 10 m to truck @ 1 m/s | 10 | 23 | 73 | 1679
2 | Walk 10 m to deposit box @ 1 m/s | 10
3 | Turn around & walk 10 m to truck @ 1 m/s | 10 | 23 | 27 |  | 621 | 1721
|  |  | Total: | secs | 456 | 1721
|  |  |  | mins | 7.6 | 28.6833
1679
|  |  | Total fixed time: | secs | 996 |  | "Relaxation factor"
|  |  |  | mins | 16.6 |  | + 25 % = | 21
|  |  | Total variable time: |  | secs | 4241
[5 empty] | mins | 70.6833
|  |  | Total per-box time: |  | secs | 42.41
[5 empty] | mins | 0.70683 | + 25 % = | 0.9
2. 240 LITRE WHEELIE BINS
| Loading-dock leveller? 0=no; 1=yes | 0
Unload empty bins, load full bins at hospital/clinic
Time (secs)
Activity |  | Time (s) | Sub-total | Repeats | Total fixed | Total variable |  | Activity |  | Time (s) | Sub-total | Repeats | Total fixed | Total variable
| Number of bins: |  |  | 40 | [6 empty] | Number of bins: | 40
No. | Description | [6 empty] | No. | Description
All crew-members
1 | Sign-in/out at gate | 60 | 60 | 2 | 120
2 | Drive to/from loading area | 120 | 120 | 2 | 240
3 | Reverse | 30 | 30 | 1 | 30
4 | Fold down/up tailgate | 60 | 60 | 2 | 120
5 | Lower/raise tailgate | 15 | 15 | 2 | 30
6 | Open/close rear doors | 30 | 30 | 2 | 60
| Crew-member no. 1 | [7 empty] | Crew-member no. 2
7 | Raise tailgate (with 1 crew aboard) | 15 | 15 | 1 |  | 15 |  | 1 | Walk 15 m to bin storage area @ 1 m/s | 15 | 15 | 1 |  | 15
8 | Walk into truck, take hold of bin & return to tailgate (x 8) | 32 | 32 | 1 |  | 32 |  | 2 | Take hold of 2 full bins, reverse & turn around | 10
9 | Lower tailgate (with 8 bins) | 15 | 15 | 1 |  | 15 |  | 3 | Push bins 15 m to truck | 20
10 | Push bins off tailgate | 32 | 32 | 1 |  | 32 |  | 4 | Take hold of 2 empty bins, reverse & turn around | 10
11 | Push (8) full bins onto tailgate | 40 | [5 empty] | 5 | Push 2 empty bins 15 m to bin storage area & park | 20 | 60 | 17 |  | 1020
12 | Lift tailgate (with 8 bins loaded) | 15 | [5 empty] | 6 | Walk back 15 m to truck | 15 | 15 | 1 |  | 15
13 | Push bin into place inside truck (x 8) | 40
14 | Take hold of bin & return to tailgate (x 8) | 32
15 | Lower tailgate (with 8 bins) | 15
16 | Push bins off tailgate | 32 | 174 | 4 |  | 696
17 | Take hold of 2 empty bins, reverse & turn around | 10
18 | Push 2 empty bins 15 m to bin storage area & park | 20
19 | Take hold of 2 full bins, reverse & turn around | 10
20 | Push bins 15 m to truck | 20 | 60 | 3 |  | 180
21 | Push (8) full bins onto tailgate | 40
22 | Lift tailgate (with 8 bins loaded) | 15
23 | Push bin into place inside truck (x 8) | 40
24 | Return to tailgate | 4
25 | Lower tailgate | 15 | 114 | 1 |  | 114
1050
1084
|  |  | Total: | secs | 600 | 1084
|  |  |  | mins | 10 | 18.0667
Unload full bins, load empty bins at treatment facility
Time (secs)
Activity |  | Time (s) | Sub-total | Repeats | Total fixed | Total variable |  | Activity |  | Time (s) | Sub-total | Repeats | Total fixed | Total variable
| Number of bins: |  |  | 40 | [6 empty] | Number of bins: | 40
No. | Description | [6 empty] | No. | Description
All crew-members
1 | Sign-in/out at gate | 60 | 60 | 2 | 120
2 | Drive to/from loading area | 120 | 120 | 2 | 240
3 | Reverse | 30 | 30 | 1 | 30
4 | Fold down/up tailgate | 60 | 60 | 2 | 120
5 | Lower/raise tailgate | 15 | 15 | 2 | 30
6 | Open/close rear doors | 30 | 30 | 2 | 60
7 | Both crew-members
8 | Raise tailgate (with 2 crew aboard) | 15
9 | Walk into truck, take hold of bin & return to tailgate (x 4 per man) | 20
10 | Lower tailgate (with 8 bins) | 15
11 | Push bins off tailgate | 20 | 70 | 5 |  | 350 | [7 empty] | 0
12 | Take hold of 2 full bins, reverse & turn around | 10
13 | Push 2 full bins 10 m to bin storage area | 20
14 | Park bins, & turn around | 10 | [6 empty] | Wash/disinfect inside of truck | 600 | 600 | 1 | 600
15 | Walk 10 m back to truck @ 1 m/s | 10 | 50 | 10 |  | 500
17 | Walk 10 m to bin storage area @ 1 m/s | 10
18 | Take hold of 2 empty bins, reverse & turn around | 10
19 | Push bins 10 m to truck | 15 | 35 | 10 |  | 350 | 850
20 | Wait for completion of washing operation |  |  |  | 0
12 | Push (8) empty bins onto tailgate | 16
13 | Lift tailgate (with 8 bins loaded) | 15
14 | Push bin into place inside truck (x 8) | 20 | [11 empty] | 0
15 | Return to tailgate (x 8) | 16
16 | Lower tailgate | 15 | 82 | 5 |  | 410
0
1610
|  |  | Total: | secs | 600 | 1610
|  |  |  | mins | 10 | 26.8333
|  |  | Total fixed time: | secs | 1200 |  | "Relaxation factor"
|  |  |  | mins | 20 |  | + 25 % = | 25 | mins
|  |  | Total variable time: |  | secs | 2694
[5 empty] | mins | 44.9
|  |  | Total per-bin time: |  | secs | 67.35
[5 empty] | mins | 1.1225 | + 25 % = | 1.5 | mins
3. 660 or 770 LITRE WHEELIE BINS
| Loading-dock leveller? 0=no; 1=yes | 0
Unload empty bins, load full bins at hospital/clinic
Time (secs)
Activity |  | Time (s) | Sub-total | Re-peats | Total fixed | Total variable |  | Activity |  | Time (s) | Sub-total | Repeats | Total fixed | Total variable
| Number of bins: |  |  | 16 | [6 empty] | Number of bins: | 16
No. | Description | [6 empty] | No. | Description
All crew-members
1 | Sign-in/out at gate | 60 | 60 | 2 | 120
2 | Drive to/from loading area | 120 | 120 | 2 | 240
3 | Reverse | 30 | 30 | 1 | 30
4 | Fold down/up tailgate | 60 | 60 | 2 | 120
5 | Lower/raise tailgate | 15 | 15 | 2 | 30
6 | Open/close rear doors | 30 | 30 | 2 | 60
| Crew-member no. 1 | [7 empty] | Crew-member no. 2
7 | Raise tailgate (with 1 crew aboard) | 15 | 15 | 1 |  | 15 |  | 1 | Walk 15 m to bin storage area @ 1 m/s | 15 | 15 | 1 |  | 15
8 | Walk into truck, take hold of empty bin & return to tailgate (x2) | 20 | 20 | 1 |  | 20 |  | 2 | Take hold of full bin, reverse & turn around | 5
9 | Lower tailgate (with 2 bins) | 15 | 15 | 1 |  | 15 |  | 3 | Push bin 15 m to truck | 30
10 | Push bins off tailgate | 15 | 15 | 1 |  | 15 |  | 4 | Take hold of empty bin, reverse & turn around | 5
11 | Push (2) full bins onto tailgate | 40 | [5 empty] | 5 | Push empty bin 15 m to bin storage area & park | 20 | 60 | 16 |  | 960
12 | Lift tailgate (with 2 bins loaded) | 15 | [5 empty] | 6 | Walk back 15 m to truck | 15 | 15 | 1 |  | 15
13 | Push full bin into place inside truck (x2) | 40
14 | Take hold of empty bin & return to tailgate (x2) | 30
15 | Lower tailgate (with 2 bins) | 15
16 | Push empty bins off tailgate | 15 | 155 | 6 |  | 930
17 | Both crew-members
18 | Push (2) full bins onto tailgate | 20
19 | Lift tailgate (with 2 bins loaded) | 15
20 | Push bin into place inside truck | 20
21 | Take hold of empty bins & return to tailgate | 15
22 | Lower tailgate (with 2 bins) | 15
23 | Push bins off tailgate | 10 | 95 | 1 |  | 95 | [7 empty] | 95
24 | Push (2) full bins onto tailgate | 20
25 | Lift tailgate (with 2 bins loaded) | 15
26 | Push bin into place inside truck (x2) | 20
27 | Return to tailgate | 5
28 | Lower tailgate | 15 | 75 | 1 |  | 75 | [7 empty] | 75
[7 empty] | 1165 | [6 empty] | 1160
|  |  | Total: | secs | 600 | 1165
|  |  |  | mins | 10 | 19.4167
Unload full bins, load empty bins at treatment facility
Time (secs)
Activity |  | Time (s) | Sub-total | Repeats | Total fixed | Total variable |  | Activity |  | Time (s) | Sub-total | Repeats | Total fixed | Total variable
| Number of bins: |  |  | 16 | [6 empty] | Number of bins: | 16
No. | Description | [6 empty] | No. | Description
All crew-members
1 | Sign-in/out at gate | 60 | 60 | 2 | 120
2 | Drive to/from loading area | 120 | 120 | 2 | 240
3 | Reverse | 30 | 30 | 1 | 30
4 | Fold down/up tailgate | 60 | 60 | 2 | 120
5 | Lower/raise tailgate | 15 | 15 | 2 | 30
6 | Open/close rear doors | 30 | 30 | 2 | 60
Both crew-members
7 | Raise tailgate (with 2 crew aboard) | 15
8 | Walk into truck, take hold of full bin & return to tailgate | 20
9 | Lower tailgate (with 2 bins) | 15
10 | Push bins off tailgate | 10 | 60 | 8 |  | 480
11 | Take hold of full bin, reverse & turn around | 5
12 | Push full bin 10 m to bin storage area | 20
13 | Park bin, & turn around | 3 | [6 empty] | Wash/disinfect inside of truck | 600 | 600 | 1 | 600
14 | Walk 10 m back to truck @ 1 m/s | 10 | 38 | 8 |  | 304
15 | Walk 10 m to bin storage area @ 1 m/s | 10
16 | Take hold of empty bin, reverse & turn around | 5
17 | Push bin 10 m to truck | 15 | 30 | 8 |  | 240 | 544
| Wait for completion of washing operation |  |  |  | 56
18 | Push (2) empty bins onto tailgate | 10
19 | Lift tailgate (with 2 bins loaded) | 15
20 | Push bins into place inside truck | 20
21 | Return to tailgate | 5
22 | Lower tailgate | 15 | 65 | 8 |  | 520
1544
|  |  | Total: | secs | 656 | 1544
|  |  |  | mins | 10.9333 | 25.7333
|  |  | Total fixed time: | secs | 1256 |  | "Relaxation factor"
|  |  |  | mins | 20.9333 |  | + 25 % = | 27 | mins
|  |  | Total variable time: |  | secs | 2709
[5 empty] | mins | 45.15
|  |  | Total per-bin time: |  | secs | 169.3125
[5 empty] | mins | 2.8219 | + 25 % = | 3.6 | mins
4. PALLETIZED 100 L PLASTIC BOXES
| Loading-dock leveller? 0=no; 1=yes | 0
Unload empty boxes, load full boxes at hospital/clinic
Time (secs)
Activity |  | Time (s) | Sub-total | Re-peats | Total fixed | Total variable |  | Activity |  | Time (s) | Sub-total | Repeats | Total fixed | Total variable
| Number of bins: |  |  | 10 | [6 empty] | Number of bins: | 10
No. | Description | [6 empty] | No. | Description
All crew-members
1 | Sign-in/out at gate | 60 | 60 | 2 | 120
2 | Drive to/from loading area | 120 | 120 | 2 | 240
3 | Reverse | 30 | 30 | 1 | 30
4 | Fold down/up tailgate | 60 | 60 | 2 | 120
5 | Lower/raise tailgate | 15 | 15 | 2 | 30
6 | Open/close rear doors | 30 | 30 | 2 | 60
Crew-member no. 1
7 | Raise tailgate (with 1 crew aboard) | 15 | 15 | 1 |  | 15
8 | Walk into truck, take hold of pallet truck, lift pallet & return to tailgate | 40 | 40 | 1 |  | 40
9 | Lower tailgate (with 1 pallet) | 15 | 15 | 1 |  | 15
10 | Push pallet truck + pallet off tailgate | 15 | 15 | 1 |  | 15
11 | Push pallet truck + pallet 15m to storage area | 30 | 30 | 1 |  | 30
12 | Drop pallet & lift pallet with full boxes | 40
13 | Push pallet truck + pallet 15m to tailgate | 40
14 | Lift tailgate | 15
15 | Push pallet into place inside truck | 40
16 | Return to tailgate | 20
17 | Lower tailgate | 15
18 | Push pallet truck 15m to storage area | 30 | 200 | 9 |  | 1800
19 | Drop pallet & lift pallet with full boxes | 40
20 | Push pallet truck + pallet 15m to tailgate | 40
21 | Lift tailgate | 15
22 | Push pallet into place inside truck | 40 | 135 | 1 |  | 135
23 | Return to tailgate | 5
24 | Lower tailgate | 15 | 60 | 1 |  | 60
[7 empty] | 2110 | [6 empty] | 0
|  |  | Total: | secs | 600 | 2110
|  |  |  | mins | 10 | 35.1667
Unload full bins, load empty bins at treatment facility
Time (secs)
Activity |  | Time (s) | Sub-total | Repeats | Total fixed | Total variable |  | Activity |  | Time (s) | Sub-total | Repeats | Total fixed | Total variable
| Number of bins: |  |  | 10 | [6 empty] | Number of bins: | 10
No. | Description | [6 empty] | No. | Description
All crew-members
1 | Sign-in/out at gate | 60 | 60 | 2 | 120
2 | Drive to/from loading area | 120 | 120 | 2 | 240
3 | Reverse | 30 | 30 | 1 | 30
4 | Fold down/up tailgate | 60 | 60 | 2 | 120
5 | Lower/raise tailgate | 15 | 15 | 2 | 30
6 | Open/close rear doors | 30 | 30 | 2 | 60
Both crew-members
7 | Raise tailgate (with 1 crew aboard) | 15 | 15 | 1 |  | 15
8 | Walk into truck, take hold of pallet truck, lift pallet & return to tailgate | 40 | 40 | 1 |  | 40
9 | Lower tailgate (with 1 pallet) | 15
10 | Push pallet truck + pallet off tailgate | 15
11 | Push pallet truck + pallet 15m to storage area | 40
12 | Drop pallet | 20
| Push pallet truck back onto tailgate | 15
| Lift tailgate | 15
| Walk into truck, take hold of pallet truck, lift pallet & return to tailgate | 40 | 160 | 9 |  | 1440
13 | Lower tailgate (with 1 pallet) | 15 | 15 | 1 |  | 15
14 | Push pallet truck + pallet off tailgate | 15 | 15 | 1 |  | 15
15 | Push pallet truck + pallet 15m to storage area | 40
16 | Drop pallet | 20 |  |  |  | 0
17 | Return to truck | 30 |  |  |  | 0
18 | Lift pallet | 20 | 110 | 9 |  | 990 |  |  | Wash/disinfect inside of truck | 600 | 600 | 1 | 600
19 | Push pallet truck + pallet 15m to storage area | 40 | 40 | 1 |  | 40
20 | Return to tailgate | 30 | 30 | 1 |  | 30
2585
|  |  | Total: | secs | 600 | 2585
|  |  |  | mins | 10 | 43.0833
|  |  | Total fixed time: | secs | 1200 |  | "Relaxation factor"
|  |  |  | mins | 20 |  | + 25 % = | 25 | mins
|  |  | Total variable time: |  | secs | 4695
[5 empty] | mins | 78.25
|  |  | Total per-pallet time: |  | secs | 469.5
|  |  | Total per-box time: |  |  | 39.125
|  |  | (12 boxes per pallet) |  | mins | 0.65208 | + 25 % = | 0.9 | mins
4a. 100 L PLASTIC BOXES (loaded/unloaded individually)
Unload clean boxes + Load full boxes at hospital/clinic
Activity |  | Time (s) | Sub-total | Repeats | Total fixed | Total variable |  | Activity |  | Time (s) | Sub-total | Repeats | Total variable
| Number of boxes: |  |  | 100 |  |  |  |  | Number of boxes: |  |  | 100
No. | Description | [6 empty] | No. | Description
All crew-members
1 | Sign-in/out at gate | 60 | 60 | 2 | 120
2 | Drive to/from loading area | 120 | 120 | 2 | 240
3 | Reverse | 30 | 30 | 1 | 30
4 | Open/close rear doors | 30 | 30 | 2 | 60
5 | Loosen/secure cargo retaining net | 45 | 45 | 2 | 90
| Crew-member no. 1 | [7 empty] | Crew-member no. 2
6 | Walk 3 m into truck | 3
7 | Lift 4 clean boxes + lids & turn around | 6
8 | Walk 3 m to rear of truck | 3
9 | Deposit boxes & turn around | 6 | 18 | 25 |  | 450
[8 empty] | 1 | Lift 4 clean boxes + lids from rear of truck & turn around | 6
[8 empty] | 2 | Walk 15 m to clean box starage area | 15
[8 empty] | 3 | Deposit boxes & turn around | 6
[8 empty] | 4 | Walk 15 m back to truck | 15 | 42 | 25 | 1050
10 | Walk 15 m to box storage area @ 1 m/s | 15 | [5 empty] | 5 | Lift box, turn around | 3
11 | Lift box & turn around | 3 | [5 empty] | 6 | Walk 3 m in truck | 3
12 | Walk 15 m to truck @ 1 m/s | 15 | [5 empty] | 7 | Stack box & turn around | 5
13 | Place box in truck & turn around | 3 | 36 | 80 |  | 2880 |  | 8 | Walk back 3 m in truck | 3 | 14 | 100 | 1400
[8 empty] | 9 | Walk 15 m to box storage area @ 1 m/s | 15
[8 empty] | 10 | Lift box & turn around | 3
[8 empty] | 11 | Walk 15 m to truck @ 1.5m/s | 15
[8 empty] | 12 | Place box in truck & turn around | 3 | 36 | 20 | 720
[11 empty] | Total: | secs | 3170
[7 empty] | 3330 |  |  |  |  | mins | 52.8333
|  |  | Total: | secs | 540 | 3330
|  |  |  | mins | 9 | 55.5
Unload full boxes & load clean boxes at treatment facility
Activity |  | Time (s) | Sub-total | Repeats | Total fixed | Total variable |  | Activity |  | Time (s) | Sub-total | Repeats | Total variable
| Number of boxes per crew member: |  |  | 100 |  |  |  |  | Number of boxes per crew member: |  |  | 100
No. | Description | [6 empty] | No. | Description
All crew-members
1 | Sign-in/out at gate | 60 | 60 | 2 | 120
2 | Drive to/from loading area | 120 | 120 | 2 | 240
3 | Reverse | 30 | 30 | 1 | 30
4 | Open/close rear doors | 30 | 30 | 2 | 60
5 | Loosen/secure cargo retaining net | 45 | 3 | 2 | 6
Crew-member no. 1
6 | Lift box, turn around | 3
7 | Walk 3 m in truck | 3 | [6 empty] | Crew-member no. 2
8 | Deposit box at rear of truck & turn around | 2 | [5 empty] | 1 | Lift box & turn around | 3
9 | Walk back 3 m in truck | 3 | 11 | 100 |  | 1100 |  | 2 | Walk 10 m to deposit box @ 1 m/s | 10
10 | Lift box & turn around | 3 | [5 empty] | 3 | Turn around & walk 10 m to truck @ 1 m/s | 10 | 23 | 85 | 1955
11 | Walk 10 m to deposit box @ 1 m/s | 10
12 | Turn around & walk 10 m to truck @ 1 m/s | 10 | 23 | 15 |  | 345
[9 empty] | Lift 4 clean boxes & turn around | 6
13 | Walk 15m to clean box area | 15 | [6 empty] | Walk 3 m in truck | 3
14 | Lift 4 boxes & turn around | 6 | [6 empty] | Deposit boxes & turn around | 6
15 | Walk back 15 to truck | 15 | [6 empty] | Walk back 3 m in truck | 3 | 18 | 25 | 450
16 | Deposit boxes & turn around | 6 | 42 | 25 |  | 1050 | 2495
|  |  | Total: | secs | 456 | 2495
|  |  |  | mins | 7.6 | 41.5833
2405
|  |  | Total fixed time: | secs | 996 |  | "Relaxation factor"
|  |  |  | mins | 16.6 |  | + 25 % = | 21
|  |  | Total variable time: |  | secs | 5825
[5 empty] | mins | 97.0833
|  |  | Total per-box time: |  | secs | 58.25
[5 empty] | mins | 0.97083 | + 25 % = | 1.3
These times are carried to cells K76 & L76 of sheet: "Transport Costs"
These times are carried to cells K77 & L77
of sheet: "Transport Costs"
These times are carried to cells K78 & L78
of sheet: "Transport Costs"
Instead of idling, crew member # 2 assists crew member # 1 with collecting boxes from the storage area.
In this case, instead of idling, crew member # 1 assists crew member # 2
Total variable time for each worker is similar
Total variable time for each worker is similar
These times are carried to cells K81 & L81
of sheet: "Transport Costs"
These times are carried to cells K76 & L76 of sheet: "Transport Costs"
Instead of idling, crew member # 2 assists crew member # 1 with collecting boxes from the storage area.
In this case, instead of idling, crew member # 1 assists crew member # 2
Total variable time for each worker is similar
Total variable time for each worker is similar

## Treatment Scenario Costs
DACEL HCRW STUDY
TREATMENT SCENARIO COSTS
CAPACITIES & THROUGHPUTS RELATING TO ALL GAUTENG HCRW
|  |  | Microwave |  |  |  | Autoclave |  |  |  | Incineration
Number of facilities |  |  | 1 | 3 | 10 | 20 | 1 | 3 | 10 | 20 | 1 | 3 | 10 | 20
Capacity |  | tons/year | 19700 | 4400 | 1200 | 600 | 19700 | 4400 | 1200 | 600 | 19700 | 4400 | 1200 | 600
Throughput |  | tons/year | 9900 | 3300 | 1000 | 490 | 9900 | 3300 | 1000 | 490 | 9900 | 3300 | 1000 | 490
Capital cost |  | R million | 44.8319 | 13.0079 | 6.3519 | 5.1039 | 15.2753 | 9.2864 | 6.0326 | 4.7925 | 9.8831 | 7.1044 | 5.3366 | 4.5811
Monthly costs
Finance cost @ |  | 12% | 448000 | 130000 | 64000 | 51000 | 153000 | 93000 | 60000 | 48000 | 99000 | 71000 | 53000 | 46000
Depreciation over (years): | 12 | 0.083333 | 311000 | 90000 | 44000 | 35000 | 106000 | 64000 | 42000 | 33000 | 69000 | 49000 | 37000 | 32000
Annual running costs |  | R million | 4.1031 | 1.7931 | 0.98807 | 0.80957 | 3.7508 | 1.7047 | 0.99175 | 0.83365 | 5.3621 | 2.3261 | 1.2681 | 1.0335
Monthly running costs |  |  | 342000 | 149000 | 82000 | 67000 | 313000 | 142000 | 83000 | 69000 | 447000 | 194000 | 106000 | 86000
Total monthly cost |  |  | 1101000 | 369000 | 190000 | 153000 | 572000 | 299000 | 185000 | 150000 | 615000 | 314000 | 196000 | 164000
Profit margin | 25 | 25% | 275000 | 92000 | 48000 | 38000 | 143000 | 75000 | 46000 | 38000 | 154000 | 79000 | 49000 | 41000
Total |  |  | 1376000 | 461000 | 238000 | 191000 | 715000 | 374000 | 231000 | 188000 | 769000 | 393000 | 245000 | 205000
Price/kg treated |  |  | 1.67 | 1.68 | 2.86 | 4.68 | 0.87 | 1.36 | 2.78 | 4.61 | 0.94 | 1.43 | 2.94 | 5.03
Throughput |  |  | 9900 | 3300 | 1000 | 490 |  |  | Capacity |  | 19700 | 4400 | 1200 | 600
Microwave |  | Ann. running cost | 4.1031 | 1.7931 | 0.98807 | 0.80957 |  |  | Microwave | Capital cost | 44.8319 | 13.0079 | 6.3519 | 5.1039
Autoclave |  | Ann. running cost | 3.7508 | 1.7047 | 0.99175 | 0.83365 |  |  | Autoclave | Capital cost | 15.2753 | 9.2864 | 6.0326 | 4.7925
Incineration |  | Ann. running cost | 5.3621 | 2.3261 | 1.2681 | 1.0335 |  |  | Incineration | Capital cost | 9.8831 | 7.1044 | 5.3366 | 4.5811
Microwave |  | Price/kg treated | 1.67 | 1.68 | 2.86 | 4.68
Autoclave |  | Price/kg treated | 0.87 | 1.36 | 2.78 | 4.61
Incineration |  | Price/kg treated | 0.94 | 1.43 | 2.94 | 5.03
CAPACITIES & THROUGHPUTS RELATING TO GAUTENG PROVINCIAL HOSPITAL & CLINIC HCRW ONLY
|  |  | Microwave |  |  |  | Autoclave |  |  |  | Incineration
Number of facilities |  |  | 1 | 3 | 10 | 20 | 1 | 3 | 10 | 20 | 1 | 3 | 10 | 20
Capacity |  | tons/year | 9600 | 2100 | 600 | 300 | 9600 | 2100 | 600 | 300 | 9600 | 2100 | 600 | 300
Throughput |  | tons/year | 4800 | 1600 | 480 | 240 | 4800 | 1600 | 480 | 240 | 4800 | 1600 | 480 | 240
Capital cost |  | R million | 23.8239 | 8.2239 | 5.1039 | 4.4799 | 12.032 | 7.2643 | 4.7925 | 3.8073 | 8.4361 | 6.0365 | 4.5811 | 3.9326
Monthly costs
Finance cost |  | 12% | 238000 | 82000 | 51000 | 45000 | 120000 | 73000 | 48000 | 38000 | 84000 | 60000 | 46000 | 39000
Depreciation | (set above) | 0.083333 | 165000 | 57000 | 35000 | 31000 | 84000 | 50000 | 33000 | 26000 | 59000 | 42000 | 32000 | 27000
Annual running costs |  | R million | 2.3181 | 1.1981 | 0.80607 | 0.72207 | 2.1698 | 1.1778 | 0.83055 | 0.75615 | 3.0161 | 1.5441 | 1.0289 | 0.91846
Monthly running costs |  |  | 193000 | 100000 | 67000 | 60000 | 181000 | 98000 | 69000 | 63000 | 251000 | 129000 | 86000 | 77000
Total monthly cost |  |  | 596000 | 239000 | 153000 | 136000 | 385000 | 221000 | 150000 | 127000 | 394000 | 231000 | 164000 | 143000
Profit margin | (set above) | 25% | 149000 | 60000 | 38000 | 34000 | 96000 | 55000 | 38000 | 32000 | 99000 | 58000 | 41000 | 36000
Total |  |  | 745000 | 299000 | 191000 | 170000 | 481000 | 276000 | 188000 | 159000 | 493000 | 289000 | 205000 | 179000
Price/kg treated |  |  | 1.87 | 2.25 | 4.78 | 8.5 | 1.21 | 2.07 | 4.7 | 7.95 | 1.24 | 2.17 | 5.13 | 8.95
Throughput |  |  | 4800 | 1600 | 480 | 240 |  |  | Capacity |  | 9600 | 2100 | 600 | 300
Microwave |  | Ann. running cost | 2.3181 | 1.1981 | 0.80607 | 0.72207 |  |  | Microwave | Capital cost | 23.8239 | 8.2239 | 5.1039 | 4.4799
Autoclave |  | Ann. running cost | 2.1698 | 1.1778 | 0.83055 | 0.75615 |  |  | Autoclave | Capital cost | 12.032 | 7.2643 | 4.7925 | 3.8073
Incineration |  | Ann. running cost | 3.0161 | 1.5441 | 1.0289 | 0.91846 |  |  | Incineration | Capital cost | 8.4361 | 6.0365 | 4.5811 | 3.9326
Microwave |  | Price/kg treated | 1.87 | 2.25 | 4.78 | 8.5
Autoclave |  | Price/kg treated | 1.21 | 2.07 | 4.7 | 7.95
Incineration |  | Price/kg treated | 1.24 | 2.17 | 5.13 | 8.95
Ref. HCRW Treatment Cost Model: Graph B for formulas
Ref. HCRW Treatment Cost Model: Graph A for formulas

## HCRW Treatment Cost Models
Treatment Cost Models for Various Technologies - Health Care Risk Waste
1. Incineration
HCRW TREATMENT COST SUMMARY
|  |  | Capacity/yr = |  | 6240 | tons |  | Capacity/yr = |  | 3120 | tons |  | Capacity/yr = |  | 374.4 | tons |  |  |  | (As derived from treatment cost models)
|  |  | Capacity/hr = |  | 1000 | kg |  | Capacity/hr = |  | 500 | kg |  | Capacity/hr = |  | 100 | kg
|  |  | Days/month = |  | 26 |  |  | Days/month = |  | 26 |  |  | Days/month = |  | 26
|  |  | Op hrs/day |  | 20 |  |  | Op hrs/day |  | 20 |  |  | Op hrs/day |  | 12 |  |  |  | Annual Running Costs (excl. interest & depreciation) R million
| Capital Costs |  |  |  | Rand |  |  |  |  | Rand |  |  |  |  | Rand |  |  |  | Throughput: tons/yr | 374 | 750 | 1200 | 1870 | 3120 | 3295 | 6240 | 7490 | 14980
[19 empty] | Microwave |  |  | 1.1 |  |  | 1.72 |  |  | 5.82
1 | Property | Area, m2 | 4500 | R200/m2 | 900000 |  |  | 3500 | R200/m2 | 700000 |  |  | 2000 | R200/m2 | 400000 |  |  |  | Autoclave |  | 0.84 |  | 1.3 |  |  |  | 3.07 | 5.28
[19 empty] | Incineration | 0.99 |  |  |  | 2.22 |  | 3.68
2 | Development Costs
|  | Earthworks, Roads, etc, m2 | 2000 | R120/m2 | 240000 |  |  | 1750 | R120/m2 | 210000 |  |  | 1000 | R120/m2 | 120000
|  | Building, m2 | 250 | 2800 | 700000 |  |  | 250 | 2800 | 700000 |  |  | 250 | 2800 | 700000
|  | Electrical, Switchgear etc. |  |  | 220000 |  |  |  |  | 220000 |  |  |  |  | 220000
|  | Emergency Equipment |  |  | 82000 |  |  |  |  | 82000 |  |  |  |  | 82000
3 | Equipment | Incinerator |  | 4800000 |  |  |  |  | 3850000 |  |  |  |  | 1960000
|  | Scrubber (dry) | (incl. In above) | 0 |  |  |  |  | 0 |  |  |  |  | 0
|  | Monitoring Equipment |  | 150000 |  |  |  |  | 150000 |  |  |  |  | 150000
|  | Total |  |  | 4950000 |  |  |  |  | 4000000 |  |  |  |  | 2110000
4 | Consultancy Fees (EIA, etc.) |  |  |  | 400000 |  |  |  |  | 400000 |  |  |  |  | 400000
5 | Sundry Equipment |  |  |  | 247500 |  |  |  |  | 200000 |  |  |  |  | 105500
| Total Capital costs |  |  |  | 7739500 |  |  |  |  | 6512000 |  |  |  |  | 4137500
| Running Costs |  |  |  | Per Annum |  |  |  |  | Per Annum |  |  |  |  | Per Annum
[5 empty] | Rand | Unit costs |  |  |  | Rand | Unit costs |  |  |  | Rand | Unit costs
[7 empty] | 1GJ=63m3 |  |  |  |  | 1GJ=63m3 |  |  |  |  | 1GJ=63m3
6 | Incinerator/ | Gas, m3/hr |  | 410 | 1258895.2381 | 31 | /GJ |  | 190 | 583390.4762 | 31 | /GJ |  | 95 | 175017.1429 | 31 | /GJ
| Gas Cleaning | Electricity, kw | 22.7 | 454 | 28329.6 | 0.2 | /kwh | 11.75 | 235 | 14664 | 0.2 | /kwh | 5 | 60 | 3744 | 0.2 | /kwh
|  | Water, kl/day |  | 1 | 2184 | 7 | /kl |  | 0.5 | 1092 | 7 | /kl |  | 0.25 | 546 | 7 | /kl
|  | Maintenance |  | 10% | 480000 |  |  |  | 10% | 385000 |  |  |  | 10% | 196000
|  | Process Chemicals, kg/kg waste |  | 0.095 | 533520 | 0.9 | /kg lime |  | 0.095 | 266760 | 0.9 | /kg lime |  | 0.095 | 32011.2 | 0.9 | /kg lime
[19 empty] | Capital Investment |  | R millions
7 | Gas Cleaning | Electricity, kw,kwhr/day | 78 | 1560 | 97344 | 0.2 | /kwh | 42 | 840 | 52416 | 0.2 | /kwh | 15 | 180 | 11232 | 0.2 | /kwh
8 | Sundry Equip | Maintenance |  | 10% | 39750 |  |  |  | 10% | 35000 |  |  |  | 10% | 25550 |  |  |  | Capacity: tons/yr | 374 | 750 | 1200 | 1870 | 3120 | 3295 | 6240 | 7490 | 14980 | 22500 | 30000
[19 empty] | Microwave |  |  | 7.4 |  |  | 9.46 |  |  | 35.16
9 | Disposal | [17 empty] | Autoclave |  | 5.41 |  | 6.46 |  |  |  | 11.45 | 13.93
| Bottom Ash |  |  | 15% | 80121.6 | 85.6 | /ton |  | 15% | 40060.8 | 85.6 | /ton |  | 15% | 4807.296 | 85.6 | /ton |  | Incineration | 4.14 |  |  |  | 6.51 |  | 7.74
|  |  |  | Lifts @ 6 tons ea | 93600 | 600 | /lift |  | Lifts @ 6 tons ea | 46800 | 600 | /lift |  | Lifts @ 6 tons ea | 5616 | 600 | /lift
|  | Ash Treat. 2.5% lime |  | 2.5% | 21060 | 0.9 | /kg |  | 2.5% | 10530 | 0.9 | /kg |  | 2.5% | 1263.6 | 0.9 | /kg
| Gas Cleaning Residues: 0.1kg/kg waste |  |  | 10% | 218400 | 350 | /ton |  | 10% | 109200 | 350 | /ton |  | 10% | 13104 | 350 | /ton
|  |  |  | Lifts @ 6 tons ea | 62400 | 600 | /lift |  | Lifts @ 6 tons ea | 31200 | 600 | /lift |  | Lifts @ 6 tons ea | 3744 | 600 | /lift
10 | Monitoring |  |  | 2/yr | 80000 | Includes 1 x Dioxin Measurement/yr |  |  | 2/yr | 80000 | Includes 1 x Dioxin Measurement/yr |  |  | 2/yr | 80000 | Includes 1 x Dioxin Measurement/yr
11 | Auditing |  |  | annual | 10000 |  |  |  | annual | 10000 |  |  |  | annual | 10000
12 | Salaries/wages |  |  |  | 600000 |  |  |  |  | 500000 |  |  |  |  | 400000
13 | Sundry Consumables |  |  |  | 75000 |  |  |  |  | 50000 |  |  |  |  | 25000
| Total Running Costs |  |  |  | 3680604.4381 |  |  |  |  | 2216113.2762 |  |  |  |  | 987635.2389
2. Microwave Treatment
|  |  | Capacity/yr = |  | 14826.24 | tons |  | Capacity/yr = |  | 3294.72 | tons |  | Capacity/yr = |  | 1198.08 | tons
|  |  | Capacity/hr = |  | 1980 | kg |  | Capacity/hr = |  | 440 | kg |  | Capacity/hr = |  | 160 | kg
|  |  | Days/month = |  | 26 |  |  | Days/month = |  | 26 |  |  | Days/month = |  | 26
|  |  | Op. hrs/day |  | 24 |  |  | Op. hrs/day |  | 24 |  |  | Op. hrs/day |  | 24
| Capital Costs |  |  |  | Rand |  |  |  |  | Rand |  |  |  |  | Rand
1 | Property | Area, m2 | 7000 | R200/m2 | 1400000 |  |  | 3000 | R200/m2 | 600000 |  |  | 2000 | R200/m2 | 400000
2 | Development Costs | [17 empty] | Capital Investment per ton of annual capacity
|  | Earthworks, Roads, etc, m2 | 3000 | R120/m2 | 360000 |  |  | 1500 | R120/m2 | 180000 |  |  | 1000 | R120/m2 | 120000
|  | Building, m2 | 350 | 2800 | 980000 |  |  | 250 | 2800 | 700000 |  |  | 250 | 2800 | 700000 |  |  |  | Throughput:tons/yr | 374 | 750 | 1200 | 1870 | 3120 | 3295 | 6240 | 7490 | 14980 | 22500 | 30000
|  | Electrical, Switchgear etc. |  |  | 440000 |  |  |  |  | 220000 |  |  |  |  | 220000 |  |  |  | Microwave |  |  | 6166.6667 |  |  | 2871.0167 |  |  | 2347.1295
|  | Emergency Equipment |  |  | 82000 |  |  |  |  | 82000 |  |  |  |  | 82000 |  |  |  | Autoclave |  | 7213.3333 |  | 3454.5455 |  |  |  | 1528.7049 | 929.9065
[19 empty] | Incineration | 11069.5187 |  |  |  | 2086.5385 |  | 1240.3846
3 | Equipment |  |  |  | 30937500 |  |  |  |  | 6875000 |  |  |  |  | 5156250
4 | Initial Monitoring |  |  |  | 60000 |  |  |  |  | 60000 |  |  |  |  | 60000
4 | Consultancy Fees |  |  |  | 400000 |  |  |  |  | 400000 |  |  |  |  | 400000
5 | Sundry Equipment |  |  |  | 500000 |  |  |  |  | 343750 |  |  |  |  | 257812.5
| Total Capital costs |  |  |  | 35159500 |  |  |  |  | 9460750 |  |  |  |  | 7396062.5
| Running Costs |  |  |  | Per Annum |  |  |  |  | Per Annum |  |  |  |  | Per Annum
[5 empty] | Rand | Unit costs |  |  |  | Rand | Unit costs |  |  |  | Rand | Unit costs
6 | Microwave | Electricity, kw |  | 337.5 | 505440 | 0.2 | /kw-h |  | 75 | 112320 | 0.2 | /kw-h |  | 52.5 | 78624 | 0.2 | /kw-h
|  | Water, l/h |  | 153 | 8019.648 | 0.007 | /litre |  | 34 | 1782.144 | 0.007 | /litre |  | 24 | 1257.984 | 0.007 | /litre
|  | Maintenance, % p.a |  | 5% | 1546875 |  |  |  | 5% | 343750 |  |  |  | 5% | 257812.5
7 | Sundry Equip | Maintenance |  | 10% | 50000 |  |  |  | 10% | 34375 |  |  |  | 10% | 25781.25
8 | Disposal of residues |  |  | 90% | 1142213.5296 | 85.6 | /ton |  | 90% | 253825.2288 | 85.6 | /ton |  | 90% | 92300.0832 | 85.6 | /ton
|  | Lifts @ 6 tons ea. |  | 2471.04 | 1482624 | 600 | /lift |  | 549.12 | 329472 | 600 | /lift |  | 199.68 | 119808 | 600 | /lift
9 | Disposal of Pathological & Chemical Waste
|  | Waste% |  | 2.5% | 370656 | 1000 | /ton |  | 2.5% | 82368 | 1000 | /ton |  | 2.5% | 29952 | 1000 | /ton
10 | Monitoring |  |  | monthly | 6000 | R500.00/mth |  |  | monthly | 6000 | R500.00/mth |  |  | monthly | 6000 | R500.00/mth
11 | Auditing |  |  | annual | 10000 |  |  |  | annual | 10000 |  |  |  | annual | 10000
12 | Salaries/wages |  |  |  | 600000 |  |  |  |  | 500000 |  |  |  |  | 450000
13 | Sundry Consumables |  |  |  | 100000 |  |  |  |  | 50000 |  |  |  |  | 25000
| Total Running Costs |  |  |  | 5821828.1776 |  |  |  | Sub Total | 1723892.3728 |  |  |  | Sub Total | 1096535.8172
3. Autoclaving / Steam Sterilisation
|  |  | Mass/cycle |  | 1778 | kg |  | Mass/cycle |  | 1334 | kg |  | Mass/cycle |  | 889 | kg |  | Mass/cycle |  | 222 | kg |  |  | Mass/cycle |  | 89 | kg
|  |  | Cycles/24hr |  | 27 |  |  | Cycles/24hr |  | 27 |  |  | Cycles/24hr |  | 27 |  |  | Cycles/24hr |  | 27 |  |  |  | Cycles/24hr |  | 27
|  |  | Op hrs/day |  | 24 |  |  | Op hrs/day |  | 24 |  |  | Op hrs/day |  | 24 |  |  | Op hrs/day |  | 24 |  |  |  | Op hrs/day |  | 24
|  |  | Days/month |  | 26 |  |  | Days/month |  | 26 |  |  | Days/month |  | 26 |  |  | Days/month |  | 26 |  |  |  | Days/month |  | 26
|  |  | Capacity/hr |  | 2000 | kg |  | Capacity/hr |  | 1500 | kg |  | Capacity/hr |  | 1000 | kg |  | Capacity/hr |  | 250 | kg |  |  | Capacity/hr |  | 100 | kg
|  |  | Capacity/yr |  | 14977.872 | tons |  | Capacity/yr |  | 11237.616 | tons |  | Capacity/yr |  | 7488.936 | tons |  | Capacity/yr |  | 1870.128 | tons |  |  | Capacity/yr |  | 749.736 | tons
| Capital Costs |  |  |  | Rand |  |  |  |  | Rand |  |  |  |  | Rand |  |  |  |  | Rand | [5 empty] | Rand
1 | Property | Area, m2 | 7000 | R200/m2 | 1400000 |  |  | 6000 | R200/m2 | 1200000 |  |  | 4500 | R200/m2 | 900000 |  |  | 2500 | R200/m2 | 500000 |  |  |  | 2500 | R200/m2 | 500000
2 | Development Costs
|  | Earthworks, Roads, etc, m2 | 3000 | R120/m2 | 360000 |  |  | 3000 | R120/m2 | 360000 |  |  | 2000 | R120/m2 | 240000 |  |  | 1250 | R120/m2 | 150000 |  |  |  | 1250 | R120/m2 | 150000
|  | Building, m2 | 350 | 2800 | 980000 |  |  | 300 | 2800 | 840000 |  |  | 250 | 2800 | 700000 |  |  | 250 | 2800 | 700000 |  |  |  | 250 | 2800 | 700000
|  | Electrical, Switchgear etc. |  |  | 440000 |  |  |  |  | 220000 |  |  |  |  | 220000 |  |  |  |  | 220000 | [5 empty] | 220000
|  | Emergency Equipment |  |  | 82000 |  |  |  |  | 82000 |  |  |  |  | 82000 |  |  |  |  | 82000 | [5 empty] | 82000
3 | Equipment |  |  |  | 9480000 |  |  |  |  | 8800000 |  |  |  |  | 8210000 |  |  |  |  | 4000000 | [5 empty] | 3000000
4 | Initial Monitoring |  |  |  | 60000 |  |  |  |  | 60000 |  |  |  |  | 60000 |  |  |  |  | 60000 | [5 empty] | 60000
5 | Consultancy Fees |  |  |  | 400000 |  |  |  |  | 400000 |  |  |  |  | 400000 |  |  |  |  | 400000 | [5 empty] | 400000
6 | Sundry Equipment |  |  |  | 474000 |  |  |  |  | 440000 |  |  |  |  | 410500 |  |  |  |  | 200000 | [5 empty] | 150000
7 | Steam Generator | 640x27/24=720 kg/hr (use 900 kg/hr unit) |  |  | 250000 |  |  |  |  | 250000 |  |  |  |  | 225000 |  |  |  |  | 150000 | [5 empty] | 150000
| Total Capital costs |  |  |  | 13926000 |  |  |  |  | 12652000 |  |  |  |  | 11447500 |  |  |  |  | 6462000 | [5 empty] | 5412000
| Running Costs |  |  |  | Per Annum |  |  |  |  | Per Annum |  |  |  |  | Per Annum |  |  |  |  | Per Annum | [5 empty] | Per Annum
[5 empty] | Rand | Unit costs |  |  |  | Rand | Unit costs |  |  |  | Rand | Unit costs |  |  |  | Rand | Unit costs |  |  |  |  | Rand | Unit costs
8 | Autoclave | Electricity, kw,Rand |  | 80 | 119808 | 0.2 | /kwh |  | 60 | 89856 | 0.2 | /kwh |  | 40 | 59904 | 0.2 | /kwh |  | 20 | 29952 | 0.2 | /kwh |  |  | 10 | 14976 | 0.2 | /kwh
|  | Water, l/cycle |  | 470 | 27714.96 | 0.007 | /litre |  | 370 | 21818.16 | 0.007 | /litre |  | 300 | 17690.4 | 0.007 | /litre |  | 180 | 10614.24 | 0.007 | /litre |  |  | 110 | 6486.48 | 0.007 | /litre
|  | Steam, kg/cycle (see below for costs) |  | 640.08 | 0 | 0 | /ton |  | 480.24 | 0 | 0 | /ton |  | 320.04 | 0 | 0 | /ton |  | 79.92 | 0 | 0 | /ton |  |  | 32.4 | 0 | 0 | /ton
|  | Maintenance, % p.a. |  | 5% | 474000 |  |  |  | 5% | 440000 |  |  |  | 5% | 410500 |  |  |  | 5% | 200000 |  |  |  |  | 5% | 150000
9 | Steam Generator | Percent of rated capacity |  | 80% |  |  |  |  | 60% |  |  |  |  | 60% |  |  |  |  | 40% | [5 empty] | 20%
|  | Electricity kwh/hr at rated cap. |  | 3 | 3594.24 | 0.2 |  |  | 3 | 2695.68 | 0.2 |  |  | 2.4 | 2156.544 | 0.2 |  |  | 1.8 | 1078.272 | 0.2 |  |  |  | 1.8 | 539.136 | 0.2
|  | Gas m3/hr at rated cap. |  | 160 | 471625.1429 | 31 | /GJ |  | 160 | 353718.8571 | 31 | /GJ |  | 105 | 232128 | 31 | /GJ |  | 45 | 66322.2857 | 31 | /GJ |  |  | 45 | 33161.1429 | 31 | /GJ
|  | Water lit/hr at rated cap. |  | 990 | 41513.472 | 0.007 | 1GJ=63m3 |  | 990 | 31135.104 | 0.007 |  |  | 660 | 20756.736 | 0.007 |  |  | 275 | 5765.76 | 0.007 |  |  |  | 275 | 2882.88 | 0.007
10 | Sundry Equip | Maintenance, % p.a. |  | 10% | 47400 |  |  |  | 10% | 44000 |  |  |  | 10% | 41050 |  |  |  | 10% | 20000 |  |  |  |  | 10% | 15000
11 | Steam Generator | Maintenance, % p.a. |  | 10% | 25000 |  |  |  | 10% | 25000 |  |  |  | 10% | 22500 |  |  |  | 10% | 15000 |  |  |  |  | 10% | 15000
12 | Disposal of residues |  |  | 100% | 1282105.8432 | 85.6 | /ton |  | 100% | 961939.9296 | 85.6 | /ton |  | 100% | 641052.9216 | 85.6 | /ton |  | 100% | 160082.9568 | 85.6 | /ton |  |  | 100% | 64177.4016 | 85.6 | /ton
|  |  |  | Lifts @ 6ton ea | 1497787.2 | 600 | /lift |  | Lifts @ 6ton ea | 1123761.6 | 600 | /lift |  | Lifts @ 6ton ea | 748893.6 | 600 | /lift |  | Lifts @ 6ton ea | 187012.8 | 600 | /lift |  |  | Lifts @ 6ton ea | 74973.6 | 600 | /lift
13 | Disposal of Pathological & Chemical Waste
|  | Waste% |  | 2.5% | 374446.8 | 1000 | /ton |  | 2.5% | 280940.4 | 1000 | /ton |  | 2.5% | 187223.4 | 1000 | /ton |  | 2.5% | 46753.2 | 1000 | /ton |  |  | 2.5% | 18743.4 | 1000 | /ton
14 | Monitoring |  |  | monthly | 6000 | R500.00/mth |  |  | monthly | 6000 | R500.00/mth |  |  | monthly | 6000 | R500.00/mth |  |  | monthly | 6000 | R500.00/mth |  |  |  | monthly | 6000 | R500.00/mth
15 | Auditing |  |  | annual | 10000 |  |  |  | annual | 10000 |  |  |  | annual | 10000 |  |  |  | annual | 10000 |  |  |  |  | annual | 10000
16 | Salaries/wages |  |  |  | 800000 |  |  |  |  | 700000 |  |  |  |  | 600000 |  |  |  |  | 500000 | [5 empty] | 400000
17 | Sundry Consumables |  |  |  | 100000 |  |  |  |  | 87000 |  |  |  |  | 75000 |  |  |  |  | 37000 | [5 empty] | 25000
| Total Running Costs |  |  |  | 5280995.6581 |  |  |  |  | 4177865.7307 |  |  |  |  | 3074855.6016 |  |  |  |  | 1295581.5145 | [5 empty] | 836940.0405
C
A
B
Graphs

## Disinfection of wheelie bins
DACEL HCRW STUDY
CLEANING AND DISINFECTION OF WHEELIE BINS/PLASTIC BOXES
|  |  |  | Container | Number of bins processed per day
|  |  |  | 130L box | 450 | 900 | 1350 | 2250 | 4500
|  |  | or | 240 L w/bin | 300 | 600 | 900 | 1500 | 3000
|  |  | or | 660 or 770 L w/bin | 100 | 200 | 300 | 500 | 1000
| Plant capital cost |  |  |  | 50000 | 150000 | 250000 | 400000 | 750000
Monthly costs
| Finance cost @ |  |  | 12% | 500 | 1500 | 2500 | 4000 | 7500
| Depreciation over (years) |  |  | 10 | 400 | 1300 | 2100 | 3300 | 6300
| Repairs & maintenance |  |  | 10% | 400 | 1300 | 2100 | 3300 | 6300
| Labour | Number |  |  | 3 | 6 | 9 | 15 | 25
|  | Cost |  | 3000 | 9000 | 18000 | 27000 | 45000 | 75000
Consumable costs
|  | Chemicals |  | 0.5 | 1000 | 2000 | 3000 | 5000 | 10000
|  | Electricity |  | 0.2 | 440 | 880 | 1320 | 2200 | 4400
|  | Water |  | 0.02 | 200 | 400 | 600 | 1000 | 2000
|  | Clothing |  | 100 | 300 | 600 | 900 | 1500 | 2500
| Total monthly cost |  |  |  | 12000 | 26000 | 40000 | 65000 | 114000
| Profit mark-up |  | 25 | 25% | 3000 | 6500 | 10000 | 16250 | 28500
| Monthly total including profit |  |  |  | 15000 | 32500 | 50000 | 81250 | 142500 | Average price
| Total per-container price |  |  | 100 L | 1.7 | 1.8 | 1.9 | 1.8 | 1.6 | 1.8
|  |  |  | 240 L | 2.5 | 2.7 | 2.8 | 2.7 | 2.4 | 2.6
|  |  |  | 660 or 770 L | 7.5 | 8.1 | 8.3 | 8.1 | 7.1 | 7.8

## Status quo costs All Facilities
DACEL HCRW STUDY
ESTIMATED COST OF STATUS-QUO HCRW CONTAINERISATION AND DISPOSAL
ALL GAUTENG HEALTH CARE FACILITIES
| MASS OF HCRW GENERATED (kgs) |  |  |  | Type | Monthly mass
| (from sheet: "Scenario Costs All Facilities") |  |  |  | Dry waste | 723730
[5 empty] | Wet Waste | 29120
[5 empty] | Sharps | 69650
[5 empty] | Total | 822500
[5 empty] | Note: The 2000 Study monthly HCRW mass has been adjusted by: | -30%
ASSUMPTIONS
| Container | Empty mass (kg) |  | HCRW capacity (kg) | Estimated average current price (incl.VAT)
| 142 L box | 0.7 |  | 9 | 30
| 50 L box | 0.35 |  | 8 | 28
| 10 L sharps |  |  | 2.5 | 23
| Waste workers (hospitals only): one per |  | 150 | kgs HCRW/day | 3000
"Status-Quo"
"Disposable Containers"
CONTAINERS OF HCRW GENERATED |  |  |  | Type | Daily quantity | Monthly quantity
|  | Dry waste |  | 142 L box | 4020 | 80400
|  | Wet waste |  | 50 L box | 180 | 3600
|  | Sharps |  | 10 L sharps | 1395 | 27900
CONTAINERISATION & DISPOSAL
| Estimated Monthly costs |  |  | Quantity | Unit cost | Total cost
| Labour cost (at HCRW source) |  |  | 180 | 3000 | 540000
Container + disposal cost:
|  | Disposable boxes 142 L |  | 80400 | 30 | 2412000
|  | Disposable boxes 50 L |  | 3600 | 28 | 100800
|  | 10 L Sharps containers |  | 27900 | 23 | 641700
| Total estimated monthly containerisation & disposal cost |  |  |  |  | 3695000
Notes:
1 | Please refer to notes pertaining to "Status-quo costs: Provincial"
2 | The above calculations assume that all HCRW generated in Gauteng is containerised and disposed at the same cost per container as HCRW emanating from provincial hospitals, and removed by contractors at the estimated average current rate, as listed in the assumptions above.

## Status quo costs Provincial
DACEL HCRW STUDY
ESTIMATED COST OF STATUS-QUO HCRW CONTAINERISATION AND DISPOSAL
PROVINCIAL HEALTH CARE FACILITIES ONLY
| MASS OF HCRW GENERATED (kgs) |  |  |  | Type | Monthly mass
| (from sheet: "HCRW generation data") |  |  |  | Dry waste | 353591
[5 empty] | Wet Waste | 14049
[5 empty] | Sharps | 34160
[5 empty] | Total | 401800
[5 empty] | Note: The 2000 Study monthly HCRW mass has been adjusted by: | -30%
ASSUMPTIONS
| Container | Empty mass (kg) |  | HCRW capacity (kg) | Estimated average current price (incl.VAT)
| 142 L box | 0.7 |  | 9 | 30
| 50 L box | 0.35 |  | 8 | 28
| 10 L sharps |  |  | 2.5 | 23
| Waste workers (hospitals only): one per |  | 150 | kgs HCRW/day | 3000
"Status-Quo"
"Disposable Containers"
CONTAINERS OF HCRW GENERATED |  |  |  | Type | Daily quantity | Monthly quantity
|  | Dry waste |  | 142 L box | 1965 | 39300
|  | Wet waste |  | 50 L box | 90 | 1800
|  | Sharps |  | 10 L sharps | 685 | 13700
CONTAINERISATION & DISPOSAL
| Estimated Monthly costs |  |  | Quantity | Unit cost | Total cost
| Labour cost (at HCRW source) |  |  | 88 | 3000 | 264000
Container + disposal cost:
|  | Disposable boxes 142 L |  | 39300 | 30 | 1179000
|  | Disposable boxes 50 L |  | 1800 | 28 | 50400
|  | 10 L Sharps containers |  | 13700 | 23 | 315100
| Total estimated monthly containerisation & disposal cost |  |  |  |  | 1809000
Notes:
1 | The above assumes that ALL waste is removed by contractors, and none is treated on-site; In the August 2000 DACEL study, it was estimated that 272,700 kg/month was being incinerated on-site at Gauteng provincial hospitals, at an average (estimated) cost of R 1.90 per kg. (This cost was estimated very conservatively, for e.g. (i) the date when each plant was built was taken into account, and an original cost price was estimated for depreciation purposes; (ii) no interest charges were included, and no property or development costs.) Note that this figure does not include the cost of HCRW containers themselves - only the destruction cost.
2 | If one assumes that on-site destruction has dropped to say 150,000 kg/month, the total cost, at a rate of R 2.00 per kg (R 1.90 + 5%) amounts to R 300,000. To this must be added the cost of containers: on a pro-rata basis, and using the same split of 142 L boxes/50 L boxes/10 L sharps containers, this cost comes to R 225,000 per month. (This assumes that boxes are used; if not, and (say) 85 L plastic bags are used for dry waste and 20 L plastic buckets for wet waste, the cost drops to about R 110,000 per month for containers.) So the all-in cost for waste destroyed on site (incl. cost of containers) would be between R 410,000 and R 525,000 per month.
3 | To this must be added the cost of the HCRW treated off-site: 424,000/574,000 x R 2,100,000 = R 1,550,000. So the total status quo cost, assuming 150,000 kg per month treated on-site, is between R 2,272,000 and R 2,387,000 per month (i.e. 410,000 + 1,550,000 + 312,000 and 525,000 +1,550,000 + 312,000), which is only slightly lower than the R 2,415,000 per month as per the calculations above.

## Graphs
MISCELLANEOUS GRAPHS
MONTHLY PROVINCIAL HCRW ONLY
Scenario
Cost element: |  | Cardboard Boxes + c-t's | 240-L w-bins | 770-L w-bins | Re-usable boxes + c-t's | 660-L w-bins | Re-usable boxes | Status-Quo (estimated)
Containerisation |  | 950200 | 858300 | 727300 | 789700 | 808200 | 779200
Transport |  | 210000 | 327000 | 216000 | 372000 | 254000 | 266000
Cleaning and disinfection |  | 0 | 52000 | 40000 | 104000 | 47000 | 104000
Treatment |  | 933000 | 872000 | 872000 | 872000 | 872000 | 872000
| Totals | 2093200 | 2109300 | 1855300 | 2137700 | 1981200 | 2021200 | 1809000
Note: Labour cost (within institutions) included in the containerisation costs above are: |  | 210000 | 300000 | 180000 | 360000 | 210000 | 390000 | 264000
|  |  |  | Note: The 2000 Study monthly HCRW mass has been adjusted by: | -30%

## Graphs (colour)
MISCELLANEOUS GRAPHS
MONTHLY PROVINCIAL HCRW ONLY
Scenario
Cost element: |  | Cardboard Boxes + c-t's | 240-L w-bins | 770-L w-bins | Re-usable boxes + c-t's | 660-L w-bins | Re-usable boxes | Status-Quo (estimated)
Containerisation |  | 950200 | 858300 | 727300 | 789700 | 808200 | 779200
Transport |  | 210000 | 327000 | 216000 | 372000 | 254000 | 266000
Cleaning and disinfection |  | 0 | 52000 | 40000 | 104000 | 47000 | 104000
Treatment |  | 933000 | 872000 | 872000 | 872000 | 872000 | 872000
| Totals | 2093200 | 2109300 | 1855300 | 2137700 | 1981200 | 2021200 | 1809000
Note: Labour cost (within institutions) included in the containerisation costs above are: |  | 210000 | 300000 | 180000 | 360000 | 210000 | 390000 | 264000
|  |  |  | Note: The 2000 Study monthly HCRW mass has been adjusted by: | -30%